## Ansul Systems
Trinity College Ansul Systems Asset List 2025
Trinity College - 1 College Green | 100 5th Floor rear stairs | Riser | Dry
Trinity College - 7-9 South Leinster St | 100 Dry Riser Air Vent in lift plant room | Riser | Dry
Trinity College - Arts Building | 101 Stairs at provest house | Riser | Dry
Trinity College - Arts Building | 102 A stairs | Riser | Dry
Trinity College - Crann | 201 5th Floor Rear Stairwell | Riser | Dry
Trinity College - Goldsmith Hall | 200 House 62-64 | Riser | Dry
Trinity College - Goldsmith Hall | 201 House 69-70 | Riser | Dry
Trinity College - Goldsmith Hall | 202 House 67-68 | Riser | Dry
Trinity College - Goldsmith Hall | 203 House 60-61 | Riser | Dry

## Fire Hydrants
Trinity College Fire Hydrants Asset List 2025
Trinity College - The Tower | 001 left of car park at entrance | 001 | Fire Hydrant
Trinity College Dublin | 001 roadway at pavillion | 001 | Fire Hydrant
Trinity College Dublin | 002 Rear of moyne | 002 | Fire Hydrant
Trinity College Dublin | 003 back of arts block | 003 | Fire Hydrant
Trinity College Dublin | 004 college park Lane at grass pitch | 004 | Fire Hydrant
Trinity College Dublin | 005 At bench at pitches | 005 | Fire Hydrant
Trinity College Dublin | 006 rear museum at ramp | 006 | Fire Hydrant
Trinity College Dublin | 007 Rear museum at gate | 007 | Fire Hydrant
Trinity College Dublin | 008 rugby pitch | 008 | Fire Hydrant
Trinity College Dublin | 009 Rugby / Civil engineering | 009 | Fire Hydrant
Trinity College Dublin | 010 Corner of business centre / arches | 010 | Fire Hydrant
Trinity College Dublin | 011 At orielly | 011 | Fire Hydrant
Trinity College Dublin | 012 EED building | 012 | Fire Hydrant
Trinity College Dublin | 013 Front of chemistry | 013 | Fire Hydrant
Trinity College Dublin | 014 At physiology | 014 | Fire Hydrant
Trinity College Dublin | 015 Security car park | 015 | Fire Hydrant
Trinity College Dublin | 016 security car park NO 2 | 016 | Fire Hydrant
Trinity College Dublin | 017 Grass at house 37 | 017 | Fire Hydrant
Trinity College Dublin | 018 on grass at house 40 | 018 | Fire Hydrant
Trinity College Dublin | 010A at sports complex | 010A | Fire Hydrant
Trinity College Dublin | 020 Grass at house 33 | 020 | Fire Hydrant
Trinity College Dublin | 021 rear of house 33 | 021 | Fire Hydrant
Trinity College Dublin | 022 At house 10 botany bay | 022 | Fire Hydrant
Trinity College Dublin | 023 At house 15 botany bay | 023 | Fire Hydrant
Trinity College Dublin | 024 Rear yard of buttery | 024 | Fire Hydrant
Trinity College Dublin | 025 Side lane of buttery | 025 | Fire Hydrant
Trinity College Dublin | 026 Front of buttery | 026 | Fire Hydrant
Trinity College Dublin | 027 grass front of buttery / front square | 027 | Fire Hydrant
Trinity College Dublin | 028 front of house XXV1 | 028 | Fire Hydrant
Trinity College Dublin | 029 Front of rubrix XX11 | 029 | Fire Hydrant
Trinity College Dublin | 030 grass rear of book of kells | 030 | Fire Hydrant
Trinity College Dublin | 031 Rear of Reading room | 031 | Fire Hydrant
Trinity College Dublin | 032 Front of art block on grass | 032 | Fire Hydrant
Trinity College Dublin | 033 On grass at art block | 033 | Fire Hydrant
Trinity College Dublin | 034 At house 1 | 034 | Fire Hydrant
Trinity College Dublin | 035 Front Square | 035 | Fire Hydrant
Trinity College Dublin | 036 Front Square House 8 | 036 | Fire Hydrant
Trinity College Dublin | 037 front Square at house 10 | 037 | Fire Hydrant
Trinity College Dublin | 038 centre front square | 038 | Fire Hydrant
Trinity College - The Tower | 002 At unit 33 | 002 | Fire Hydrant
Trinity College - The Tower | 003 unit 9 | 003 | Fire Hydrant
Trinity College - The Tower | 004 at unit 22 | 004 | Fire Hydrant
Trinity College Dublin | 039 Outside old printing house | 039 | Fire Hydrant
Trinity College - The Tower | 005 At unit 18 | 005 | Fire Hydrant
Trinity College Dublin | 005 Provost House rear garden pathway | Fire | Hydrant

## Mist Systems
Trinity College Water Mist Systems Assset List 2025
MIST P 01 | Fire Suppression System | Fire Safety System | Automist Smartscan | Eurotech Safety Services | 1 | S01 | 1.002
MIST P 02 | Fire Suppression System | Fire Safety System | Automist Smartscan | Eurotech Safety Services | 1 | S02 | 1.058
MIST P 03 | Fire Suppression System | Fire Safety System | Automist Smartscan | Eurotech Safety Services | 1 | S03 | 2.002
MIST P 04 | Fire Suppression System | Fire Safety System | Automist Smartscan | Eurotech Safety Services | 1 | S04 | 2.059
MIST P 05 | Fire Suppression System | Fire Safety System | Automist Smartscan | Eurotech Safety Services | 1 | S05 & 06 | 4.005
MIST P 06 | Fire Suppression System | Fire Safety System | Automist Smartscan | Eurotech Safety Services | 1 | S07 | 5.025
MIST P 07 | Fire Suppression System | Fire Safety System | Automist Smartscan | Eurotech Safety Services | 1 | S08 | 3.003
MIST P 08 | Fire Suppression System | Fire Safety System | Automist Smartscan | Eurotech Safety Services | 1 | S09 | 1.038

## PFE & Hose Reels
Trinity College PFE & Hose Reel Asset List 2025
Site Name | Location | Make | Model | YOM
Trinity College - 1 College Green | 001 Rooftop Lift Motor Room | Dry Powder | 6kg (Automatic) | 2024
Trinity College - 1 College Green | 002 Rooftop Lift Motor Room | Co2 | 2kg | 2021
Trinity College - 1 College Green | 003 6th Floor Meeting Room | Co2 | 2kg | 2016
Trinity College - 1 College Green | 004 6th Floor Emergency exit | Water | 6ltr | 2022
Trinity College - 1 College Green | 005 6th Floor Emergency Exit | Co2 | 2kg | 2021
Trinity College - 1 College Green | 006 6th Floor Rear Exit | Hose Reel | 19mm Fixed Auto Hose Reel
Trinity College - 1 College Green | 007 6th Floor Landing | Foam | 6ltr | 2021
Trinity College - 1 College Green | 008 6th Floor Landing | Co2 | 2kg | 2021
Trinity College - 1 College Green | 009 5th Floor Landing | Foam | 6ltr | 2021
Trinity College - 1 College Green | 010 5th Floor Landing | Co2 | 2kg | 2023
Trinity College - 1 College Green | 011 5th Floor Rear Exit | Hose Reel | 19mm Fixed Auto Hose Reel
Trinity College - 1 College Green | 012 5th Floor Corridor | Water | 6ltr | 2021
Trinity College - 1 College Green | 013 5th Floor Corridor | Co2 | 2kg | 2021
Trinity College - 1 College Green | 014 4th Floor Landing | Water | 6ltr | 2021
Trinity College - 1 College Green | 015 4th Floor Landing | Co2 | 2kg | 2023
Trinity College - 1 College Green | 016 4th Floor Corridor | Water | 6ltr | 2021
Trinity College - 1 College Green | 017 4th Floor Corridor | Co2 | 2kg | 2023
Trinity College - 1 College Green | 018 4th Floor Rear Exit | Hose Reel | 19mm Fixed Auto Hose Reel
Trinity College - 1 College Green | 019 3rd Floor Landing | Water | 6ltr | 2016
Trinity College - 1 College Green | 020 3rd Floor Landing | Co2 | 2kg | 2023
Trinity College - 1 College Green | 021 Circulation 3rd Floor Corridor | Water | 6ltr | 2021
Trinity College - 1 College Green | 022 3rd Floor Corridor | Co2 | 2kg | 2021
Trinity College - 1 College Green | 023 3rd Floor Rear Exit | Hose Reel | 19mm Fixed Auto Hose Reel
Trinity College - 1 College Green | 024 2nd Floor Landing | Water | 6ltr | 2016
Trinity College - 1 College Green | 025 2nd Floor Landing | Co2 | 2kg | 2024
Trinity College - 1 College Green | 026 2nd Floor Corridor | Water | 6ltr | 2021
Trinity College - 1 College Green | 027 2nd Floor Corridor | Co2 | 2kg | 2019
Trinity College - 1 College Green | 028 2nd Floor Rear Exit | Hose Reel | 19mm Fixed Manual Hose Reel
Trinity College - 1 College Green | 029 Ground Floor Emergency Exit | Water | 6ltr | 2023
Trinity College - 1 College Green | 030 Ground Floor Emergency Exit | Co2 | 2kg | 2021
Trinity College - 1 College Green | 031 Basement Corridor | Foam | 6ltr | 2021
Trinity College - 1 College Green | 032 Basement Corridor | Co2 | 5kg | 2015
Trinity College - 12/13 Westland Row | 001 Basement | Water | 6ltr | 2018
Trinity College - 12/13 Westland Row | 002 Basement | Co2 | 2kg | 2021
Trinity College - 12/13 Westland Row | 003 Basement Outside b.3 | Co2 | 2kg | 2023
Trinity College - 12/13 Westland Row | 004 Basement Room B.2 | Dry Powder | 1kg | 2019
Trinity College - 12/13 Westland Row | 005 Basement Room B.2 | Fire Blanket | 1.0m x 1.0m | 2020
Trinity College - 12/13 Westland Row | 006 Ground Floor | Water | 6ltr | 2021
Trinity College - 12/13 Westland Row | 007 Ground Floor | Co2 | 2kg | 2021
Trinity College - 12/13 Westland Row | 008 Ground Floor | Co2 | 2kg | 2021
Trinity College - 12/13 Westland Row | 009 1st Floor | Water | 6ltr | 2023
Trinity College - 12/13 Westland Row | 010 1st Floor | Co2 | 2kg | 2023
Trinity College - 12/13 Westland Row | 011 1st Floor Corridor | Co2 | 2kg | 2023
Trinity College - 12/13 Westland Row | 012 2nd Floor | Water | 6ltr | 2023
Trinity College - 12/13 Westland Row | 013 2nd Floor | Co2 | 2kg | 2023
Trinity College - 12/13 Westland Row | 014 2nd Floor corridor | Co2 | 2kg | 2023
Trinity College - 12/13 Westland Row | 015 3rd Floor | Water | 6ltr | 2023
Trinity College - 12/13 Westland Row | 016 3rd Floor | Co2 | 2kg | 2015
Trinity College - 14 Westland Row | 001 Basement computer room (14) (C1965X) | Water | 6ltr | 2022
Trinity College - 14 Westland Row | 002 Basement computer room | Co2 | 2kg | 2016
Trinity College - 14 Westland Row | 003 Basement Store Cooke office under staircase 13 | Co2 | 2kg | 2024
Trinity College - 14 Westland Row | 004 Basement Store Barry cookes office | Dry Powder | 2kg | 2023
Trinity College - 14 Westland Row | 005 Basement Store Barry cookes office | Fire Blanket | 1.2m x 1.2m | 2020
Trinity College - 15/16 Westland Row | 001 3rd Floor outside room 2.6 | Co2 | 2kg | 2021
Trinity College - 15/16 Westland Row | 002 3rd floor outside 2.6 | Water | 6ltr | 2015
Trinity College - 15/16 Westland Row | 003 3rd floor Office | Water | 6ltr | 2023
Trinity College - 15/16 Westland Row | 004 3rd Floor Office | Co2 | 2kg | 2017
Trinity College - 15/16 Westland Row | 005 3rd Floor landing | Water | 6ltr | 2023
Trinity College - 15/16 Westland Row | 006 3rd floor landing | Co2 | 2kg | 2016
Trinity College - 15/16 Westland Row | 007 1st Floor landing | Water | 6ltr | 2024
Trinity College - 15/16 Westland Row | 008 1st Floor landing | Co2 | 2kg | 2018
Trinity College - 15/16 Westland Row | 009 1st Floor Corridor | Water | 6ltr | 2024
Trinity College - 15/16 Westland Row | 010 1st Floor Corridor | Co2 | 2kg | 2018
Trinity College - 15/16 Westland Row | 011 1st Floor Comms server room | Co2 | 2kg | 2018
Trinity College - 15/16 Westland Row | 012 Ground Floor Entrance | Water | 6ltr | 2023
Trinity College - 15/16 Westland Row | 013 Ground Floor Entrance | Co2 | 2kg | 2024
Trinity College - 15/16 Westland Row | 014 Ground Floor Office | Water | 6ltr | 2023
Trinity College - 15/16 Westland Row | 015 Ground Floor Office NEW | Co2 | 2kg | 2021
Trinity College - 15/16 Westland Row | 016 Basement corridor | Water | 6ltr | 2023
Trinity College - 15/16 Westland Row | 017 Basement corridor | Co2 | 2kg | 2024
Trinity College - 15/16 Westland Row | 018 Basement entrance | Water | 6ltr | 2023
Trinity College - 15/16 Westland Row | 019 Basement entrance | Co2 | 2kg | 2019
Trinity College - 17/18 Westland Row | 001 Basement | Water | 6ltr | 2020
Trinity College - 17/18 Westland Row | 002 Basement | Co2 | 2kg | 2021
Trinity College - 17/18 Westland Row | 003 Basement Library CX2357 | Water | 6ltr | 2021
Trinity College - 17/18 Westland Row | 004 Ground Floor | Co2 | 2kg | 2021
Trinity College - 17/18 Westland Row | 005 Ground Floor | Water | 6ltr | 2020
Trinity College - 17/18 Westland Row | 006 Ground Floor Corridor ID | Co2 | 2kg | 2021
Trinity College - 17/18 Westland Row | 007 Ground Floor corridor ID | Water | 6ltr | 2023
Trinity College - 17/18 Westland Row | 008 1st floor | Co2 | 2kg | 2021
Trinity College - 17/18 Westland Row | 009 1st Floor | Water | 6ltr | 2020
Trinity College - 17/18 Westland Row | 010 1st Floor corridor | Co2 | 2kg | 2021
Trinity College - 17/18 Westland Row | 011 2nd Floor | Water | 6ltr | 2022
Trinity College - 17/18 Westland Row | 012 2nd Floor | Co2 | 2kg | 2021
Trinity College - 17/18 Westland Row | 013 2nd Floor Corridor | Co2 | 2kg | 2021
Trinity College - 17/18 Westland Row | 014 3rd Floor | Water | 6ltr | 2022
Trinity College - 17/18 Westland Row | 015 3rd Floor | Co2 | 2kg | 2021
Trinity College - 17/18 Westland Row | 016 3rd Floor Corridor | Co2 | 2kg | 2021
Trinity College - 19 Westland Row | 001 3rd Floor | Water | 6ltr | 2023
Trinity College - 19 Westland Row | 002 3rd Floor | Co2 | 2kg | 2021
Trinity College - 19 Westland Row | 003 2nd Floor | Water | 6ltr | 2020
Trinity College - 19 Westland Row | 004 2nd Floor | Co2 | 2kg | 2021
Trinity College - 19 Westland Row | 005 1st Floor | Water | 6ltr | 2020
Trinity College - 19 Westland Row | 006 1st Floor | Co2 | 2kg | 2021
Trinity College - 19 Westland Row | 007 Ground Floor | Water | 6ltr | 2020
Trinity College - 19 Westland Row | 008 Ground Floor | Co2 | 2kg | 2023
Trinity College - 190 Pearse Street | 001 entrance at trinity | Foam | 6ltr | 2015
Trinity College - 190 Pearse Street | 001A entrance at trinity | Co2 | 2kg | 2015
Trinity College - 190 Pearse Street | 002 bottom of main stairs | Foam | 6ltr | 2015
Trinity College - 190 Pearse Street | 002A bottom of main stairs | Co2 | 2kg | 2015
Trinity College - 190 Pearse Street | 003 kitchen 1st floor | Co2 | 2kg | 2015
Trinity College - 190 Pearse Street | 003A kitchen 1st Floor | Fire Blanket | 1.2m x 1.2m | 2015
Trinity College - 190 Pearse Street | 004 1st Floor stairs opposite kitchen | Foam | 6ltr | 2015
Trinity College - 190 Pearse Street | 004A 1st Floor stairs opposite kitchen | Co2 | 2kg | 2015
Trinity College - 190 Pearse Street | 005 2nd floor landing | Foam | 6ltr | 2015
Trinity College - 190 Pearse Street | 005A 2nd floor landing | Co2 | 2kg | 2015
Trinity College - 190 Pearse Street | 006 2nd floor landing opposite stairs | Water | 6ltr | 2022
Trinity College - 190 Pearse Street | 006A 2nd floor landing opposite stairs | Co2 | 2kg | 2015
Trinity College - 191 Pearse Street | 001 Studio 191 | Water | 6ltr | 2023
Trinity College - 191 Pearse Street | 002 Studio 191 | Co2 | 2kg | 2023
Trinity College - 191 Pearse Street | 003 Basement 191 | Dry Powder | 6kg | 2021
Trinity College - 191 Pearse Street | 003A basement art studio | Dry Powder | 6kg | 2015
Trinity College - 191 Pearse Street | 004 Ground Floor | Water | 6ltr | 2023
Trinity College - 191 Pearse Street | 005 Ground Floor | Co2 | 2kg | 2016
Trinity College - 191 Pearse Street | 006 1st Floor | Water | 9ltr | 2021
Trinity College - 191 Pearse Street | 007 2nd Floor | Water | 9ltr | 2021
Trinity College - 192 Pearse Street | 001 Studio 192 | Water | 6ltr | 2023
Trinity College - 192 Pearse Street | 002 Studio 192 | Co2 | 2kg | 2023
Trinity College - 192 Pearse Street | 003 Basement | Water | 6ltr | 2023
Trinity College - 192 Pearse Street | 004 Basement | Co2 | 2kg | 2019
Trinity College - 192 Pearse Street | 005 Ground Floor | Water | 9ltr | 2021
Trinity College - 192 Pearse Street | 006 Ground Floor | Co2 | 2kg | 2017
Trinity College - 192 Pearse Street | 007 1st Floor | Water | 6ltr | 2023
Trinity College - 192 Pearse Street | 008 2nd Floor | Foam | 6ltr | 2020
Trinity College - 192 Pearse Street | 009 2nd Floor | Co2 | 2kg | 2023
Trinity College - 192 Pearse Street | 010 3rd Floor landing | Water | 9ltr | 2021
Trinity College - 193 Pearse Street | 001 Ground Floor (CX2749) | Water | 9ltr | 2022
Trinity College - 193 Pearse Street | 002 Ground Floor | Co2 | 2kg | 2019
Trinity College - 193 Pearse Street | 003 Ground Floor Eng/office | Co2 | 2kg | 2023
Trinity College - 193 Pearse Street | 004 1st Floor | Water | 6ltr | 2022
Trinity College - 193 Pearse Street | 006 1st Floor | Co2 | 2kg | 2021
Trinity College - 193 Pearse Street | 007 2nd Floor | Water | 6ltr | 2022
Trinity College - 193 Pearse Street | 008 2nd Floor | Co2 | 2kg | 2021
Trinity College - 193 Pearse Street | 009 3rd Floor | Water | 6ltr | 2022
Trinity College - 193 Pearse Street | 010 3rd Floor | Co2 | 2kg | 2021
Trinity College - 1937 Reading Room | 001 Outside Plant Room | Co2 | 5kg | 2021
Trinity College - 1937 Reading Room | 002 Ground floor Emergency Exit | Water | 6ltr | 2022
Trinity College - 1937 Reading Room | 003 Ground floor Emergency Exit | Co2 | 2kg | 2023
Trinity College - 1937 Reading Room | 004 Corridor | Water | 6ltr | 2022
Trinity College - 1937 Reading Room | 005 Corridor | Co2 | 2kg | 2023
Trinity College - 1937 Reading Room | 006 Room beside extinguishers | Co2 | 2kg | 2020
Trinity College - 1937 Reading Room | 007 Corridor | Water | 6ltr | 2020
Trinity College - 1937 Reading Room | 008 Corridor | Co2 | 2kg | 2023
Trinity College - 1937 Reading Room | 008A Room opposite 16 | Foam | 6ltr | 2021
Trinity College - 1937 Reading Room | 008B Room opposite 16 | Co2 | 2kg | 2021
Trinity College - 1937 Reading Room | 009 Lower ground at toilets | Foam | 6ltr | 2022
Trinity College - 1937 Reading Room | 010 Lower ground at toilets | Co2 | 2kg | 2018
Trinity College - 1937 Reading Room | 011 Library entrance | Water | 6ltr | 2020
Trinity College - 1937 Reading Room | 012 Back wall | Water | 6ltr | 2020
Trinity College - 1937 Reading Room | 013 Back wall | Co2 | 2kg | 2023
Trinity College - 1937 Reading Room | 014 Left emergency exit | Water | 6ltr | 2022
Trinity College - 1937 Reading Room | 015 Right emergency exit | Water | 6ltr | 2022
Trinity College - 1937 Reading Room | 016 Right exit | Co2 | 2kg | 2023
Trinity College - 1937 Reading Room | 017 Outside bookstore | Water | 6ltr | 2022
Trinity College - 1937 Reading Room | 018 Outside library Bookstore | Co2 | 2kg | 2023
Trinity College - 1937 Reading Room | 019 Library Bookstore | Water | 6ltr | 2023
Trinity College - 194 Pearse Street | 001 entrance from trinity | Water | 6ltr | 2024
Trinity College - 194 Pearse Street | 001A entrance from trinity | Co2 | 2kg | 2015
Trinity College - 194 Pearse Street | 002 1st Floor above reception | Water | 6ltr | 2024
Trinity College - 194 Pearse Street | 002A 1st Floor above reception | Co2 | 2kg | 2015
Trinity College - 194 Pearse Street | 003 ground floor kitchen | Co2 | 2kg | 2015
Trinity College - 194 Pearse Street | 003A ground floor kitchen | Fire Blanket | 1.2m x 1.2m | 2015
Trinity College - 194 Pearse Street | 004 entrance onto pearse street | Water | 6ltr | 2024
Trinity College - 194 Pearse Street | 004A entrance onto pearse street | Co2 | 2kg | 2015
Trinity College - 194 Pearse Street | 005 1st Floor landing | Water | 6ltr | 2024
Trinity College - 194 Pearse Street | 005A 1st Floor landing | Co2 | 2kg | 2015
Trinity College - 194 Pearse Street | 006 2nd floor landing | Water | 6ltr | 2024
Trinity College - 194 Pearse Street | 006A 2nd floor landing | Co2 | 2kg | 2015
Trinity College - 194 Pearse Street | 007 3rd floor landing | Water | 6ltr | 2024
Trinity College - 194 Pearse Street | 007A 3rd floor landing | Co2 | 2kg | 2015
Trinity College - 199 Pearse Street | 001 Ground Floor Entrance | Water | 6ltr | 2022
Trinity College - 199 Pearse Street | 002 Ground Floor Entrance | Co2 | 2kg | 2015
Trinity College - 199 Pearse Street | 003 First Floor | Co2 | 2kg | 2015
Trinity College - 199 Pearse Street | 004 First Floor | Water | 6ltr | 2022
Trinity College - 199 Pearse Street | 005 Second floor | Water | 6ltr | 2016
Trinity College - 199 Pearse Street | 006 Second floor | Co2 | 2kg | 2015
Trinity College - 199 Pearse Street | 007 Second floor end of corridor | Co2 | 2kg | 2015
Trinity College - 199 Pearse Street | 008 Second floor stairs | Dry Powder | 6kg | 2015
Trinity College - 199 Pearse Street | 009 First floor stairs | Dry Powder | 6kg | 2021
Trinity College - 199 Pearse Street | 010 Ground floor stairs | Dry Powder | 4kg | 2021
Trinity College - 2 Clare Street | 001 basement files room | Foam | 6ltr | 2022
Trinity College - 2 Clare Street | 002 Basement files room | Co2 | 2kg | 2022
Trinity College - 2 Clare Street | 002A basement photocopy room | Co2 | 5kg | 2021
Trinity College - 2 Clare Street | 003 outside kitchen | Water | 6ltr | 2023
Trinity College - 2 Clare Street | 004 outside kitchen | Co2 | 2kg | 2020
Trinity College - 2 Clare Street | 005 kitchen | Fire Blanket | 1.2m x 1.2m | 2018
Trinity College - 2 Clare Street | 05A 1st floor outside offuce. | Foam | 6ltr | 2020
Trinity College - 2 Clare Street | 005B 1st floor back office | Co2 | 2kg | 2020
Trinity College - 2 Clare Street | 005C ground floor back office | Foam | 6ltr | 2021
Trinity College - 2 Clare Street | 006 front entrance Ground Floor | Foam | 6ltr | 2021
Trinity College - 2 Clare Street | 007 entrance Ground floor | Co2 | 2kg | 2020
Trinity College - 2 Clare Street | 008 1st floor | Water | 6ltr | 2023
Trinity College - 2 Clare Street | 009 1st floor | Co2 | 2kg | 2018
Trinity College - 2 Clare Street | 010 2nd floor | Foam | 6ltr | 2022
Trinity College - 2 Clare Street | 011 2nd floor | Co2 | 2kg | 2022
Trinity College - 2 Clare Street | 012 3rd floor | Foam | 6ltr | 2020
Trinity College - 2 Clare Street | 013 3rd floor | Co2 | 2kg | 2021
Trinity College - 20 Westland Row | 001 basement Laboratory | Fire Blanket | 1.2m x 1.2m | 2020
Trinity College - 20 Westland Row | 002 Basement Laboratory | Co2 | 2kg | 2021
Trinity College - 20 Westland Row | 003 Basement | Water | 6ltr | 2020
Trinity College - 20 Westland Row | 004 Basement | Co2 | 2kg | 2021
Trinity College - 20 Westland Row | 005 Ground Floor Hall | Water | 6ltr | 2021
Trinity College - 20 Westland Row | 006 Ground Floor Hall | Co2 | 2kg | 2023
Trinity College - 20 Westland Row | 007 1st Floor Landing | Water | 6ltr | 2022
Trinity College - 20 Westland Row | 008 2nd Floor Landing | Water | 6ltr | 2021
Trinity College - 20 Westland Row | 009 2nd Floor Landing | Co2 | 2kg | 2021
Trinity College - 20 Westland Row | 010 3rd Floor Landing | Water | 6ltr | 2021
Trinity College - 20 Westland Row | 011 3rd Floor Landing | Co2 | 2kg | 2021
Trinity College - 200 Pearse Street | 001A Basement Stores | Water | 6ltr | 2018
Trinity College - 200 Pearse Street | 001B Basement Stores | Water | 6ltr | 2023
Trinity College - 200 Pearse Street | 002 Basement Stores | Water | 6ltr | 2023
Trinity College - 200 Pearse Street | 002A Basement Stores | Co2 | 2kg | 2020
Trinity College - 200 Pearse Street | 002B Basement Stores | Foam | 6ltr | 2023
Trinity College - 200 Pearse Street | 003 Basement Stores | Water | 6ltr | 2018
Trinity College - 200 Pearse Street | 003A Basement Stores | Foam | 6ltr | 2022
Trinity College - 200 Pearse Street | 003B Basement Stores | Foam | 6ltr | 2023
Trinity College - 200 Pearse Street | 003C Basement Stores | Water | 6ltr | 2018
Trinity College - 200 Pearse Street | 003D Basement Stores | Water | 6ltr | 2020
Trinity College - 200 Pearse Street | 004 Basement Stores | Co2 | 2kg | 2020
Trinity College - 200 Pearse Street | 005 Basement Stores | Foam | 6ltr | 2017
Trinity College - 200 Pearse Street | 006 Basement Stores | Foam | 6ltr | 2019
Trinity College - 200 Pearse Street | 006A Basement Stores | Water | 6ltr | 2023
Trinity College - 200 Pearse Street | 007 Basement Stores | Foam | 6ltr | 2015
Trinity College - 200 Pearse Street | 007A Basement Stores | Water | 6ltr | 2020
Trinity College - 200 Pearse Street | 008 Basement Stores | Foam | 6ltr | 2018
Trinity College - 200 Pearse Street | 008B Basement Stores | Foam | 6ltr | 2023
Trinity College - 200 Pearse Street | 009 Basement Stores | Water | 6ltr | 2023
Trinity College - 200 Pearse Street | 009A Basement Stores | Foam | 6ltr | 2018
Trinity College - 200 Pearse Street | 010 Basement Stores | Foam | 6ltr | 2023
Trinity College - 200 Pearse Street | 010A Basement Stores | Dry Powder | 9kg | 2023
Trinity College - 200 Pearse Street | 011 Basement Stores | Foam | 6ltr | 2020
Trinity College - 200 Pearse Street | 011A Basement Stores | Water | 6ltr | 2023
Trinity College - 200 Pearse Street | 012 Basement Stores | Dry Powder | 6kg | 2019
Trinity College - 200 Pearse Street | 012A Basement Stores | Foam | 6ltr | 2022
Trinity College - 200 Pearse Street | 013 Basement Stores | Water | 6ltr | 2023
Trinity College - 200 Pearse Street | 014 Basement Stores | Water | 6ltr | 2020
Trinity College - 200 Pearse Street | 014A Basement Stores | Water | 6ltr | 2023
Trinity College - 200 Pearse Street | 015 Basement Stores | Water | 6ltr | 2023
Trinity College - 200 Pearse Street | 015B Basement Stores | Water | 6ltr | 2023
Trinity College - 200 Pearse Street | 015B Basement Stores | Water | 6ltr | 2023
Trinity College - 200 Pearse Street | 016 Basement Stores | Water | 6ltr | 2023
Trinity College - 200 Pearse Street | 016A Basement Stores | Water | 6ltr | 2023
Trinity College - 200 Pearse Street | 016B Basement Stores | Foam | 9ltr | 2017
Trinity College - 200 Pearse Street | 019 Basement Stores | Water | 6ltr | 2018
Trinity College - 200 Pearse Street | 019A Basement Stores | Water | 6ltr | 2022
Trinity College - 200 Pearse Street | 020 Basement Stores | Water | 6ltr | 2023
Trinity College - 200 Pearse Street | 021 Basement Stores | Water | 6ltr | 2021
Trinity College - 200 Pearse Street | 022 Basement Stores | Water | 6ltr | 2023
Trinity College - 200 Pearse Street | 023 Basement Stores | Water | 6ltr | 2023
Trinity College - 200 Pearse Street | 024 Basement Stores | Water | 6ltr | 2023
Trinity College - 200 Pearse Street | 025 Basement Stores | Water | 6ltr | 2023
Trinity College - 200 Pearse Street | 026 Basement Stores | Foam | 6ltr | 2015
Trinity College - 200 Pearse Street | 027 Basement Stores | Fire Blanket | 1.2m x 1.2m | 2021
Trinity College - 200 Pearse Street | 028 Basement Stores | Fire Blanket | 1.2m x 1.2m | 2021
Trinity College - 200 Pearse Street | 029 Basement Stores | Fire Blanket | 1.2m x 1.2m | 2021
Trinity College - 200 Pearse Street | 030 Basement Stores | Fire Blanket | 1.2m x 1.2m | 2021
Trinity College - 200 Pearse Street | 031 Basement Stores | Fire Blanket | 1.2m x 1.2m | 2021
Trinity College - 200 Pearse Street | 032 Basement Stores | Fire Blanket | 1.0m x 1.0m | 2018
Trinity College - 200 Pearse Street | 033 Basement Stores | Fire Blanket | 1.2m x 1.2m | 2021
Trinity College - 200 Pearse Street | 033A Basement Stores | Water | 6ltr | 2023
Trinity College - 200 Pearse Street | 034 Basement Stores | Fire Blanket | 1.0m x 1.0m | 2018
Trinity College - 200 Pearse Street | 035 Basement Stores | Fire Blanket | 1.2m x 1.2m | 2018
Trinity College - 200 Pearse Street | 036 Basement Stores | Fire Blanket | 1.0m x 1.0m | 2018
Trinity College - 200 Pearse Street | 037 Basement Stores | Fire Blanket | 1.2m x 1.2m | 2021
Trinity College - 200 Pearse Street | 038 Basement Stores | Water | 6ltr | 2023
Trinity College - 200 Pearse Street | 038A Basement Stores | Foam | 6ltr | 2016
Trinity College - 200 Pearse Street | 039 Basement Stores | Water | 6ltr | 2023
Trinity College - 200 Pearse Street | 040 Basement Stores | Water | 6ltr | 2017
Trinity College - 200 Pearse Street | 041 Basement Stores | Water | 6ltr | 2016
Trinity College - 200 Pearse Street | 042 Basement Stores | Foam | 6ltr | 2018
Trinity College - 200 Pearse Street | 043 Basement Stores | Foam | 6ltr | 2019
Trinity College - 200 Pearse Street | 044 Basement Stores | Water | 6ltr | 2023
Trinity College - 200 Pearse Street | 045 Basement Stores | Water | 6ltr | 2023
Trinity College - 200 Pearse Street | 046 Basement Stores | Water | 6ltr | 2023
Trinity College - 200 Pearse Street | 047 Basement Stores | Water | 6ltr | 2023
Trinity College - 200 Pearse Street | 048 Basement Stores | Water | 6ltr | 2023
Trinity College - 200 Pearse Street | 049 Basement Stores | Water | 6ltr | 2016
Trinity College - 200 Pearse Street | 050 Basement Stores | Foam | 6ltr | 2015
Trinity College - 200 Pearse Street | 051 Basement Stores | Foam | 6ltr | 2015
Trinity College - 200 Pearse Street | 052 Basement Stores | Water | 6ltr | 2023
Trinity College - 200 Pearse Street | 053 Basement Stores | Water | 6ltr | 2022
Trinity College - 200 Pearse Street | 054 Basement Stores | Water | 6ltr | 2016
Trinity College - 200 Pearse Street | 055 Basement Stores | Water | 6ltr | 2022
Trinity College - 200 Pearse Street | 056 Basement Stores | Water | 6ltr | 2022
Trinity College - 200 Pearse Street | 057 Basement Stores | Water | 6ltr | 2023
Trinity College - 200 Pearse Street | 058 Basement Stores | Water | 6ltr | 2023
Trinity College - 200 Pearse Street | 059 Basement Stores | Water | 6ltr | 2023
Trinity College - 200 Pearse Street | 060 Basement Stores | Water | 6ltr | 2015
Trinity College - 200 Pearse Street | 061 basement stores | Water | 6ltr | 2023
Trinity College - 200 Pearse Street | 062 Basement Stores | Water | 6ltr | 2021
Trinity College - 200 Pearse Street | 063 Basement Stores | Water | 9ltr | 2015
Trinity College - 200 Pearse Street | 064 Basement Stores | Water | 6ltr | 2021
Trinity College - 200 Pearse Street | 065 Basement Stores | Dry Powder | 6kg | 2022
Trinity College - 200 Pearse Street | 066 Basement Stores | Dry Powder | 6kg | 2021
Trinity College - 200 Pearse Street | 067 Basement Stores | Dry Powder | 6kg | 2016
Trinity College - 200 Pearse Street | 070 Basement Stores | Dry Powder | 6kg | 2021
Trinity College - 200 Pearse Street | 073 Basement Stores | Dry Powder | 6kg | 2021
Trinity College - 200 Pearse Street | 074 Basement Stores | Dry Powder | 6kg | 2021
Trinity College - 200 Pearse Street | 075 Basement Stores | Water | 6ltr | 2023
Trinity College - 200 Pearse Street | 076 Basement Stores | Dry Powder | 6kg | 2021
Trinity College - 200 Pearse Street | 084 Basement Stores | Co2 | 2kg | 2023
Trinity College - 200 Pearse Street | 085 Basement Stores | Co2 | 2kg | 2023
Trinity College - 200 Pearse Street | 086 Basement Stores | Co2 | 2kg | 2021
Trinity College - 200 Pearse Street | 087 Basement Stores | Co2 | 5kg | 2023
Trinity College - 200 Pearse Street | 090 Basement Stores | Water | 6ltr | 2023
Trinity College - 200 Pearse Street | 091 Basement Stores | Water | 6ltr | 2023
Trinity College - 200 Pearse Street | 092 Basement Stores | Wet Chemical | 6ltr | 2021
Trinity College - 200 Pearse Street | 093 Basement Stores | Co2 | 5kg | 2015
Trinity College - 200 Pearse Street | 095 Basement Stores | Water | 6ltr | 2016
Trinity College - 200 Pearse Street | 096 Basement Stores | Co2 | 5kg | 2015
Trinity College - 200 Pearse Street | 097 Basement Stores | Water | 6ltr | 2021
Trinity College - 200 Pearse Street | 098 Basement Stores | Co2 | 2kg | 2021
Trinity College - 200 Pearse Street | 099 Basement Stores | Co2 | 5kg | 2021
Trinity College - 200 Pearse Street | 100 Basement Stores | Co2 | 5kg | 2021
Trinity College - 200 Pearse Street | 101 Basement Stores | Co2 | 5kg | 2023
Trinity College - 200 Pearse Street | 102 Basement Stores | Co2 | 5kg | 2021
Trinity College - 200 Pearse Street | 103 basement stores (6kg auto) | Dry Powder | 6kg | 2021
Trinity College - 200 Pearse Street | 103A Basement Stores (6kg auto) | Dry Powder | 6kg (Automatic) | 2023
Trinity College - 200 Pearse Street | 106 Basement Stores | Foam | 6ltr | 2015
Trinity College - 200 Pearse Street | 107 Basement Stores | Dry Powder | 1kg | 2023
Trinity College - 200 Pearse Street | 108 Basement Stores | Dry Powder | 1kg | 2023
Trinity College - 200 Pearse Street | 109 basement stores | Dry Powder | 1kg | 2023
Trinity College - 200 Pearse Street | 117 Basement Stores | Dry Powder | 1kg | 2023
Trinity College - 200 Pearse Street | 120 Basement Stores | Dry Powder | 1kg | 2021
Trinity College - 200 Pearse Street | 121 Basement Stores | Dry Powder | 1kg | 2021
Trinity College - 200 Pearse Street | 124 Basement Stores | Dry Powder | 1kg | 2015
Trinity College - 200 Pearse Street | 126 Basement Stores | Dry Powder | 9kg | 2023
Trinity College - 200 Pearse Street | 132 Basement Stores | Dry Powder | 2kg | 2022
Trinity College - 200 Pearse Street | 14 Basement Stores | Water | 6ltr | 2018
Trinity College - 200 Pearse Street | 140 Basement Stores (Class D) | Dry Powder | 9kg | 2023
Trinity College - 200 Pearse Street | 143 Basement Stores | Dry Powder | 6kg | 2021
Trinity College - 200 Pearse Street | 144 Basement Stores | Dry Powder | 6kg | 2021
Trinity College - 200 Pearse Street | 145 Gr. FI. ISCM Pr01 facing office | Co2 | 2kg | 2017
Trinity College - 200 Pearse Street | 146 Gr. FI. ISCM Pr01 facing office | Co2 | 2kg | 2017
Trinity College - 200 Pearse Street | 147 FI ICS PR01 comms Room through comp room | Co2 | 2kg | 2017
Trinity College - 200 Pearse Street | 148 Gr. FI ICS PR01 Comp. Room end of corridor | Co2 | 2kg | 2017
Trinity College - 200 Pearse Street | 149 Gr. FI ICS PR01 Comp. Room end of corridor | Co2 | 2kg | 2017
Trinity College - 200 Pearse Street | 151 Gr. FI ICS PR01 on corridor | Co2 | 2kg | 2017
Trinity College - 200 Pearse Street | 152 Corridor Outside Security | Water | 6ltr | 2023
Trinity College - 200 Pearse Street | 153 Corridor Outside Security | Co2 | 2kg | 2019
Trinity College - 200 Pearse Street | 154 TCD Connect Study Room | Co2 | 2kg | 2015
Trinity College - 200 Pearse Street | 155 computer room 1 CY1268 | Co2 | 2kg | 2021
Trinity College - 200 Pearse Street | 156 Computer Room 1 | Co2 | 2kg | 2017
Trinity College - 200 Pearse Street | 157 Training room | Co2 | 2kg | 2015
Trinity College - 200 Pearse Street | 158 Corridor outside disabled toilet | Water | 6ltr | 2020
Trinity College - 200 Pearse Street | 158A Basement Stores | Water | 9ltr | 2016
Trinity College - 200 Pearse Street | 159 Basement Stores Plant Room (AUTO) | Dry Powder | 6kg | 2022
Trinity College - 200 Pearse Street | 15A Basement Stores | Water | 6ltr | 2023
Trinity College - 200 Pearse Street | 160 Basement Stores | Co2 | 5kg | 2015
Trinity College - 200 Pearse Street | 164 Basement Stores | Foam | 6ltr | 2016
Trinity College - 200 Pearse Street | 165 Basement Stores | Foam | 6ltr | 2016
Trinity College - 200 Pearse Street | 166 Basement Stores | Water | 6ltr | 2022
Trinity College - 200 Pearse Street | 167 Basement Stores | Water | 6ltr | 2022
Trinity College - 200 Pearse Street | 169 Basement Stores | Dry Powder | 6kg | 2015
Trinity College - 200 Pearse Street | 171 Basement Stores | Foam | 6ltr | 2015
Trinity College - 200 Pearse Street | 174 Basement Stores | Dry Powder | 9kg | 2015
Trinity College - 200 Pearse Street | 175 Basement Stores | Dry Powder | 9kg | 2015
Trinity College - 200 Pearse Street | 176 Basement Stores | Dry Powder | 6kg | 2022
Trinity College - 200 Pearse Street | 181 Basement Stores | Water | 6ltr | 2016
Trinity College - 200 Pearse Street | 182 Basement Stores | Dry Powder | 9kg | 2015
Trinity College - 200 Pearse Street | 184 Basement Stores | Dry Powder | 9kg | 2023
Trinity College - 200 Pearse Street | 185 Basement Stores | Co2 | 5kg | 2021
Trinity College - 200 Pearse Street | 186 Basement Stores | Water | 6ltr | 2021
Trinity College - 200 Pearse Street | 187 Basement Stores | Water | 6ltr | 2021
Trinity College - 200 Pearse Street | 192 Basement Stores | Co2 | 2kg | 2021
Trinity College - 200 Pearse Street | 193 Basement Stores | Co2 | 5kg | 2015
Trinity College - 200 Pearse Street | 196 Basement Stores | Co2 | 2kg | 2022
Trinity College - 200 Pearse Street | 199 Basement Stores | Water | 6ltr | 2020
Trinity College - 200 Pearse Street | 200 Basement Stores | Water | 6ltr | 2020
Trinity College - 200 Pearse Street | 200 Basement Stores | Water | 6ltr | 2022
Trinity College - 200 Pearse Street | 203 Basement Stores | Water | 6ltr | 2020
Trinity College - 200 Pearse Street | 204 Basement Stores | Foam | 6ltr | 2016
Trinity College - 200 Pearse Street | 205 Basement Stores | Dry Powder | 6kg | 2022
Trinity College - 200 Pearse Street | 206 Basement Stores | Foam | 6ltr | 2015
Trinity College - 200 Pearse Street | 211 Basement Stores | Foam | 2ltr | 2020
Trinity College - 200 Pearse Street | 214 Basement Stores | Foam | 6ltr | 2022
Trinity College - 200 Pearse Street | 216 Basement Stores | Dry Powder | 2kg | 2022
Trinity College - 200 Pearse Street | 217 Basement Stores | Dry Powder | 2kg | 2022
Trinity College - 200 Pearse Street | 217A Basement Stores | Foam | 2ltr | 2020
Trinity College - 200 Pearse Street | 218 Basement Stores | Dry Powder | 2kg | 2022
Trinity College - 200 Pearse Street | 220 Basement Stores | Water | 6ltr | 2020
Trinity College - 200 Pearse Street | 221 Basement Stores | Dry Powder | 6kg | 2022
Trinity College - 200 Pearse Street | 221 Basement Stores | Dry Powder | 6kg | 2022
Trinity College - 200 Pearse Street | 223 Basement Stores | Foam | 6ltr | 2021
Trinity College - 200 Pearse Street | 225 Basement Stores | Foam | 6ltr | 2015
Trinity College - 200 Pearse Street | 227 Basement Stores | Foam | 6ltr | 2017
Trinity College - 200 Pearse Street | 228 Basement Stores | Foam | 6ltr | 2022
Trinity College - 200 Pearse Street | 231 Basement Stores | Foam | 6ltr | 2018
Trinity College - 200 Pearse Street | 236 Basement Stores | Foam | 6ltr | 2022
Trinity College - 200 Pearse Street | 239 Basement Stores | Foam | 6ltr | 2019
Trinity College - 201 Pearse Street | 001 Ground Floor Rear at bottom of stairs | Hose Reel | 19mm Fixed Auto Hose Reel
Trinity College - 201 Pearse Street | 002 First Floor Rear | Dry Powder | 6kg | 2021
Trinity College - 201 Pearse Street | 003 First Floor Rear | Co2 | 2kg | 2015
Trinity College - 201 Pearse Street | 004 First Floor Rear down corridor at photocopier | Co2 | 2kg | 2020
Trinity College - 201 Pearse Street | 005 Second Floor Rear | Dry Powder | 6kg | 2015
Trinity College - 201 Pearse Street | 006 Second Floor Rear | Co2 | 2kg | 2015
Trinity College - 201 Pearse Street | 007 Second Floor Rear on corridor | Co2 | 2kg | 2015
Trinity College - 201 Pearse Street | 008 Ground Floor Hall Front | Foam | 6ltr | 2015
Trinity College - 201 Pearse Street | 009 First Floor Landing | Water | 6ltr | 2020
Trinity College - 201 Pearse Street | 010 First Floor Landing | Co2 | 2kg | 2015
Trinity College - 201 Pearse Street | 011 First Floor Corridor | Co2 | 2kg | 2015
Trinity College - 201 Pearse Street | 012 Second Floor Landing | Water | 6ltr | 2021
Trinity College - 201 Pearse Street | 013 Second Floor Landing | Co2 | 2kg | 2016
Trinity College - 21 Westland Row | 001 3rd Floor cx1972 NEW | Water | 6ltr | 2020
Trinity College - 21 Westland Row | 002 2nd Floor | Water | 6ltr | 2021
Trinity College - 21 Westland Row | 003 2nd Floor | Co2 | 2kg | 2019
Trinity College - 21 Westland Row | 004 1st floor | Water | 6ltr | 2024
Trinity College - 21 Westland Row | 005 1st Floor | Co2 | 2kg | 2021
Trinity College - 21 Westland Row | 006 Ground Floor | Water | 6ltr | 2015
Trinity College - 21 Westland Row | 007 Ground Floor | Co2 | 2kg | 2021
Trinity College - 21 Westland Row | 008 Basement | Water | 6ltr | 2023
Trinity College - 21 Westland Row | 009 Basement | Co2 | 2kg | 2023
Trinity College - 21 Westland Row | 010 Basement Kitchen | Dry Powder | 1kg | 2023
Trinity College - 21 Westland Row | 011 Basement Kitchen | Fire Blanket | 1.2m x 1.2m | 2020
Trinity College - 22 Westland Row | 001 Ground Floor cz0124 | Co2 | 2kg | 2024
Trinity College - 22 Westland Row | 002 Ground floor | Water | 6ltr | 2024
Trinity College - 22 Westland Row | 003 up stairs to main road entrance | Water | 6ltr | 2023
Trinity College - 22 Westland Row | 003A office at stairs | Dry Powder | 2kg | 2021
Trinity College - 22 Westland Row | 003B office | Co2 | 2kg | 2021
Trinity College - 22 Westland Row | 004 1st Floor Landing | Water | 6ltr | 2021
Trinity College - 22 Westland Row | 005 1st Floor Landing | Co2 | 2kg | 2021
Trinity College - 22 Westland Row | 006 2nd Floor Landing | Water | 6ltr | 2021
Trinity College - 22 Westland Row | 007 2nd Floor Landong | Co2 | 2kg | 2023
Trinity College - 22 Westland Row | 008 3rd Floor Landing | Water | 6ltr | 2021
Trinity College - 22 Westland Row | 009 3rd Floor Landing | Co2 | 2kg | 2021
Trinity College - 23 Westland Row | 001 Corridor (Mens Toilets) | Water | 6ltr | 2021
Trinity College - 23 Westland Row | 001A Costa entrance | Dry Powder | 6kg | 2023
Trinity College - 23 Westland Row | 001B Costa entrance | Water | 6ltr | 2023
Trinity College - 23 Westland Row | 004 Kitchen/Dining Basement Canteen | Water | 6ltr | 2021
Trinity College - 23 Westland Row | 005 Kitchen/Dining Basement Canteen | Co2 | 2kg | 2023
Trinity College - 23 Westland Row | 006 Ground Floor school of pharmacy | Water | 6ltr | 2021
Trinity College - 23 Westland Row | 007 Ground Floor | Co2 | 2kg | 2023
Trinity College - 23 Westland Row | 008 Ground Floor | Water | 6ltr | 2023
Trinity College - 23 Westland Row | 009 Ground Floor | Co2 | 2kg | 2023
Trinity College - 23 Westland Row | 010 1st Floor Landing | Water | 6ltr | 2021
Trinity College - 23 Westland Row | 011 1st Floor Landing | Co2 | 2kg | 2023
Trinity College - 23 Westland Row | 012 2nd Floor Landing | Water | 6ltr | 2021
Trinity College - 23 Westland Row | 013 2nd Floor Landing | Co2 | 2kg | 2023
Trinity College - 23 Westland Row | 014 3rd Floor Landing | Water | 6ltr | 2021
Trinity College - 23 Westland Row | 015 3rd Floor Landing | Co2 | 2kg | 2023
Trinity College - 24-27 Westland Row | 001 Ground Floor | Water | 6ltr | 2021
Trinity College - 24-27 Westland Row | 002 Ground Floor | Co2 | 2kg | 2023
Trinity College - 24-27 Westland Row | 003 1st Floor Corridor | Water | 6ltr | 2021
Trinity College - 24-27 Westland Row | 004 1st Floor Corridor | Co2 | 2kg | 2021
Trinity College - 24-27 Westland Row | 005 2nd Floor Corridor | Water | 6ltr | 2021
Trinity College - 24-27 Westland Row | 006 2nd Floor Corridor | Co2 | 2kg | 2023
Trinity College - 24-27 Westland Row | 007 3rd Floor Corridor | Water | 6ltr | 2021
Trinity College - 24-27 Westland Row | 008 3rd Floor Corridor | Co2 | 2kg | 2023
Trinity College - 24-27 Westland Row | 009 2nd Floor Corridor | Water | 6ltr | 2021
Trinity College - 24-27 Westland Row | 010 2nd Floor Corridor | Co2 | 2kg | 2023
Trinity College - 24-27 Westland Row | 011 2nd Floor Corridor | Water | 6ltr | 2021
Trinity College - 24-27 Westland Row | 012 2nd Floor Corridor | Co2 | 2kg | 2024
Trinity College - 24-27 Westland Row | 013 3rd Floor Landing | Water | 6ltr | 2021
Trinity College - 24-27 Westland Row | 014 3rd Floor Landing | Co2 | 2kg | 2023
Trinity College - 24-27 Westland Row | 015 1st Floor | Water | 6ltr | 2021
Trinity College - 24-27 Westland Row | 016 1st Floor | Co2 | 2kg | 2024
Trinity College - 24-27 Westland Row | 017 1st Floor Corridor | Water | 6ltr | 2021
Trinity College - 24-27 Westland Row | 018 1st Floor Corridor | Co2 | 2kg | 2021
Trinity College - 24-27 Westland Row | 019 Ground Floor Corridor | Water | 6ltr | 2021
Trinity College - 24-27 Westland Row | 020 Ground Floor Corridor | Co2 | 2kg | 2023
Trinity College - 24-27 Westland Row | 021 Ground Floor | Water | 6ltr | 2021
Trinity College - 24-27 Westland Row | 022 Ground Floor | Co2 | 2kg | 2023
Trinity College - 28 Westland Row | 001 basement office | Water | 6ltr | 2023
Trinity College - 28 Westland Row | 002 Basement Office | Co2 | 2kg | 2023
Trinity College - 28 Westland Row | 003 Basement Office stairs | Co2 | 2kg | 2024
Trinity College - 28 Westland Row | 004 Basement office stairs | Water | 6ltr | 2021
Trinity College - 28 Westland Row | 005 Ground Floor Office | Co2 | 2kg | 2020
Trinity College - 28 Westland Row | 006 Ground floor landing | Water | 6ltr | 2022
Trinity College - 28 Westland Row | 007 ground Floor Landing | Co2 | 2kg | 2024
Trinity College - 28 Westland Row | 008 1st Floor Landing | Water | 6ltr | 2020
Trinity College - 28 Westland Row | 009 1st Floor Landing | Co2 | 2kg | 2023
Trinity College - 28 Westland Row | 010 2nd Floor Landing | Water | 6ltr | 2023
Trinity College - 28 Westland Row | 011 2nd Floor Landing | Co2 | 2kg | 2024
Trinity College - 28 Westland Row | 012 3rd Floor Landing | Water | 6ltr | 2021
Trinity College - 28 Westland Row | 013 3rd Floor Landing | Co2 | 2kg | 2015
Trinity College - 29 Westland Row | 001 Basement | Water | 6ltr | 2020
Trinity College - 29 Westland Row | 002 Basement | Co2 | 2kg | 2024
Trinity College - 29 Westland Row | 003 Ground Floor | Water | 6ltr | 2022
Trinity College - 29 Westland Row | 004 Ground Floor | Co2 | 2kg | 2023
Trinity College - 29 Westland Row | 004A 2nd floor landing | Water | 6ltr | 2020
Trinity College - 29 Westland Row | 005 3rd Floor Landing | Water | 6ltr | 2023
Trinity College - 29 Westland Row | 006 3rd Floor Landing | Co2 | 2kg | 2021
Trinity College - 3&4 Foster Place | 001 3rd Floor Kitchen main | Dry Powder | 6kg | 2021
Trinity College - 3&4 Foster Place | 002 3rd Floor Kitchen | Co2 | 2kg | 2021
Trinity College - 3&4 Foster Place | 003 3rd Floor Kitchen | Fire Blanket | 1.2m x 1.2m | 2015
Trinity College - 3&4 Foster Place | 004 3rd Floor Canteen next to kitchen | Co2 | 2kg | 2021
Trinity College - 3&4 Foster Place | 005 3rd Floor Canteen next to kitchen | Dry Powder | 6kg | 2020
Trinity College - 3&4 Foster Place | 006 3rd Floor Lift Motor Room | Dry Powder | 6kg | 2021
Trinity College - 3&4 Foster Place | 007 3rd Floor Outside Room 3.20 | Water | 6ltr | 2022
Trinity College - 3&4 Foster Place | 008 3rd Floor Outside Room 3.20 | Co2 | 2kg | 2022
Trinity College - 3&4 Foster Place | 009 3rd Floor Outside Room 3.16 | Water | 6ltr | 2022
Trinity College - 3&4 Foster Place | 010 3rd floor Outside Room 3.16 | Co2 | 2kg | 2021
Trinity College - 3&4 Foster Place | 011 Outside Room 2.10 | Water | 6ltr | 2021
Trinity College - 3&4 Foster Place | 011A Outside Room 2.10 | Co2 | 2kg | 2021
Trinity College - 3&4 Foster Place | 012 2nd Floor Lobby at room 2.17 | Water | 6ltr | 2021
Trinity College - 3&4 Foster Place | 013 2nd Floor Lobby at room 2.17 | Co2 | 2kg | 2022
Trinity College - 3&4 Foster Place | 014 Room 2.17 | Water | 9ltr | 2022
Trinity College - 3&4 Foster Place | 015 room 2.17 | Co2 | 2kg | 2021
Trinity College - 3&4 Foster Place | 016 1st Floor Lobby | Foam | 9ltr | 2020
Trinity College - 3&4 Foster Place | 017 1st Floor Lobby | Co2 | 2kg | 2022
Trinity College - 3&4 Foster Place | 017A Outside Toilets 1st Floor | Water | 6ltr | 2022
Trinity College - 3&4 Foster Place | 017B Outside Toilets 1ST Floor | Co2 | 2kg | 2022
Trinity College - 3&4 Foster Place | 018 Ground Floor Lift Lobby | Foam | 6ltr | 2022
Trinity College - 3&4 Foster Place | 019 Ground Floor Lift lobby | Co2 | 2kg | 2021
Trinity College - 3&4 Foster Place | 020 Ground floor Health Area | Water | 6ltr | 2021
Trinity College - 3&4 Foster Place | 021 Ground Floor Health Area | Co2 | 2kg | 2021
Trinity College - 3&4 Foster Place | 022 Entrance Lobby | Water | 6ltr | 2021
Trinity College - 3&4 Foster Place | 023 Entrance Lobby | Co2 | 2kg | 2022
Trinity College - 3&4 Foster Place | 024 Lobby Right hand side | Water | 6ltr | 2022
Trinity College - 3&4 Foster Place | 025 Lobby Right hand Side | Co2 | 2kg | 2022
Trinity College - 3&4 Foster Place | 026 Back Entrance Lobby | Water | 6ltr | 2021
Trinity College - 3&4 Foster Place | 027 Back entrance Lobby | Co2 | 2kg | 2024
Trinity College - 3&4 Foster Place | 028 Outside Room 0.03 | Water | 6ltr | 2021
Trinity College - 3&4 Foster Place | 029 Outside Room 0.03 | Co2 | 2kg | 2021
Trinity College - 3&4 Foster Place | 029A basement at child care entrance | Water | 6ltr | 2021
Trinity College - 3&4 Foster Place | 029B basement at child care entrance | Foam | 6ltr | 2021
Trinity College - 3&4 Foster Place | 030 Child Care Centre New | Fire Blanket | 1.2m x 1.2m | 2020
Trinity College - 3&4 Foster Place | 031 Child Care Centre Gr. Floor | Water | 6ltr | 2022
Trinity College - 3&4 Foster Place | 032 Child Care Centre Ground Floor | Co2 | 2kg | 2019
Trinity College - 3&4 Foster Place | 032A Child Care Centre Basement | Water | 6ltr | 2022
Trinity College - 3&4 Foster Place | 034 Child care centre 1st Floor | Water | 6ltr | 2021
Trinity College - 3&4 Foster Place | 035 Child care centre 1st floor | Co2 | 2kg | 2022
Trinity College - 3&4 Foster Place | 036 Child Care Centre 2nd Floor | Water | 6ltr | 2021
Trinity College - 3&4 Foster Place | 037 Child Care Centre 2nd Floor | Co2 | 2kg | 2022
Trinity College - 3&4 Foster Place | 038 Child Care Centre 3rd Floor | Water | 6ltr | 2022
Trinity College - 3&4 Foster Place | 039 Child Care Centre 3rd Floor | Co2 | 2kg | 2022
Trinity College - 3&4 Foster Place | 040 Basement | Water | 6ltr | 2022
Trinity College - 3&4 Foster Place | 041 Basement | Water | 6ltr | 2022
Trinity College - 3&4 Foster Place | 042 Stairs at 1.10 | Water | 6ltr | 2021
Trinity College - 3&4 Foster Place | 042A 1st floor above unit 042 New | Water | 6ltr | 2020
Trinity College - 3&4 Foster Place | 042B 1st floor above 042 | Co2 | 2kg | 2021
Trinity College - 3&4 Foster Place | 042C 2nd floor above unit 042 | Co2 | 2kg | 2024
Trinity College - 3&4 Foster Place | 043 Stairs 1.10 | Co2 | 2kg | 2022
Trinity College - 3&4 Foster Place | 044 Corridor Outside room 1.03 | Water | 6ltr | 2021
Trinity College - 3&4 Foster Place | 045 Outside Room 1.03 | Co2 | 2kg | 2022
Trinity College - 3&4 Foster Place | 046 Outside Room 1.01 | Water | 6ltr | 2021
Trinity College - 3&4 Foster Place | 047 Outside Room 1.01 | Co2 | 2kg | 2017
Trinity College - 3&4 Foster Place | 050 Stairs at 2.05 | Water | 6ltr | 2021
Trinity College - 3&4 Foster Place | 051 Stairs at 2.05 | Co2 | 2kg | 2024
Trinity College - 3&4 Foster Place | 052 Room 2.04 | Water | 6ltr | 2021
Trinity College - 3&4 Foster Place | 053 Room 2.04 | Co2 | 2kg | 2023
Trinity College - 3&4 Foster Place | 056 Outside Room 3.06 | Co2 | 2kg | 2021
Trinity College - 3&4 Foster Place | 057 Room 3.06 | Water | 6ltr | 2021
Trinity College - 3&4 Foster Place | 058 Room 3.06 | Co2 | 2kg | 2024
Trinity College - 3&4 Foster Place | 059 Stairs at 3.08 | Water | 6ltr | 2021
Trinity College - 3&4 Foster Place | 060 Stairs at 3.08 | Co2 | 2kg | 2015
Trinity College - 3&4 Foster Place | 063 Basement Lobby | Water | 6ltr | 2021
Trinity College - 3&4 Foster Place | 064 Basement Lobby | Co2 | 2kg | 2021
Trinity College - 3&4 Foster Place | 067 Basement bathroom | Dry Powder | 6kg | 2024
Trinity College - 3&4 Foster Place | 068 Basement Bathroom | Co2 | 5kg | 2015
Trinity College - 3 College Green | 001 Rooftop Lift Motor Room | Co2 | 2kg | 2015
Trinity College - 3 College Green | 002 Rooftop Lift Motor Room (Auto) | Dry Powder | 6kg (Automatic) | 2021
Trinity College - 3 College Green | 003 4th Floor Front Office (c1567) | Water | 6ltr | 2022
Trinity College - 3 College Green | 004 4th Floor Front Office | Co2 | 2kg | 2021
Trinity College - 3 College Green | 005 4th Floor Landing | Water | 6ltr | 2022
Trinity College - 3 College Green | 006 4th Floor Landing | Co2 | 2kg | 2021
Trinity College - 3 College Green | 007 3rd Floor Corridor | Foam | 6ltr | 2021
Trinity College - 3 College Green | 008 3rd Floor corridor | Co2 | 2kg | 2015
Trinity College - 3 College Green | 009 3rd Floor Comms Room | Co2 | 2kg | 2015
Trinity College - 3 College Green | 010 3rd Floor Outside kitchen | Foam | 6ltr | 2021
Trinity College - 3 College Green | 011 3rd Floor Outside kitchen | Co2 | 2kg | 2015
Trinity College - 3 College Green | 012 3rd Floor Kitchen | Fire Blanket | 1.2m x 1.2m | 2020
Trinity College - 3 College Green | 013 2nd Floor Corridor | Water | 6ltr | 2022
Trinity College - 3 College Green | 014 2nd Floor Corridor | Co2 | 2kg | 2015
Trinity College - 3 College Green | 015 2nd Floor Lift Lobby | Foam | 6ltr | 2022
Trinity College - 3 College Green | 016 2nd Floor Lift Lobby | Co2 | 2kg | 2015
Trinity College - 3 College Green | 017 1st Floor Left Corridor | Water | 6ltr | 2021
Trinity College - 3 College Green | 018 1st floor Corridor Left Side | Co2 | 2kg | 2022
Trinity College - 3 College Green | 019 1st Floor Landing | Water | 6ltr | 2021
Trinity College - 3 College Green | 020 1st Floor Landing | Co2 | 2kg | 2015
Trinity College - 3 College Green | 021 1st Floor Rear Corridor | Water | 6ltr | 2021
Trinity College - 3 College Green | 022 1st Floor Rear Corridor | Co2 | 2kg | 2021
Trinity College - 3 College Green | 023 1st Floor Kitchen Door Beside Unit 018 | Fire Blanket | 1.2m x 1.2m | 2020
Trinity College - 3 College Green | 024 1st Floor Emergency Exit | Water | 6ltr | 2021
Trinity College - 3 College Green | 025 1st Floor Emergency Exit | Co2 | 2kg | 2021
Trinity College - 3 College Green | 026 1st Floor Rear Exit | Hose Reel | 19mm Fixed Auto Hose Reel
Trinity College - 3 College Green | 027 Ground Floor Lift | Foam | 6ltr | 2021
Trinity College - 3 College Green | 028 Ground Floor Lift | Co2 | 2kg | 2015
Trinity College - 3 College Green | 029 Ground Floor Entrance | Foam | 9ltr | 2020
Trinity College - 3 College Green | 030 Ground Floor Entrance | Co2 | 2kg | 2021
Trinity College - 30 Westland Row | 001 2nd Floor Landing | Water | 6ltr | 2020
Trinity College - 30 Westland Row | 002 2nd Floor Landing | Co2 | 2kg | 2023
Trinity College - 30 Westland Row | 003 2nd Floor Corridor | Water | 6ltr | 2020
Trinity College - 30 Westland Row | 004 2nd Floor Corridor | Co2 | 2kg | 2023
Trinity College - 30 Westland Row | 005 3rd Floor Landing Genetics | Water | 6ltr | 2020
Trinity College - 30 Westland Row | 006 3rd Floor Landing Genetics | Co2 | 2kg | 2020
Trinity College - 30 Westland Row | 006A attic file room key | Water | 6ltr | 2023
Trinity College - 30 Westland Row | 007 1st Floor Corridor Genetics | Water | 6ltr | 2020
Trinity College - 30 Westland Row | 008 1st Floor Corridor Genetics | Co2 | 2kg | 2023
Trinity College - 31/32 Westland Row | 001 2nd Floor Library Rear Genetics | Water | 6ltr | 2021
Trinity College - 31/32 Westland Row | 002 2nd Floor Library Rear Genetics | Co2 | 2kg | 2023
Trinity College - 31/32 Westland Row | 003 1st Floor Corridor Genetics | Water | 6ltr | 2021
Trinity College - 31/32 Westland Row | 004 1st Floor Corridor Genetics | Co2 | 2kg | 2023
Trinity College - 31/32 Westland Row | 005 at offices | Co2 | 2kg | 2023
Trinity College - 5 College Green | 001 Lift Motor Room 6th Floor | Co2 | 2kg | 2021
Trinity College - 5 College Green | 002 6th Floor Lobby | Water | 6ltr | 2022
Trinity College - 5 College Green | 003 6th Floor Lobby | Co2 | 2kg | 2022
Trinity College - 5 College Green | 004 6th Floor Office (6789) | Co2 | 2kg | 2022
Trinity College - 5 College Green | 005 6th Floor Office | Fire Blanket | 1.2m x 1.2m | 2016
Trinity College - 5 College Green | 006 5th Floor Lobby | Water | 6ltr | 2021
Trinity College - 5 College Green | 007 5th Floor Lobby | Co2 | 2kg | 2021
Trinity College - 5 College Green | 008 5th Floor Office (5678) | Co2 | 2kg | 2022
Trinity College - 5 College Green | 009 5th Floor Kitchen | Fire Blanket | 1.2m x 1.2m | 2021
Trinity College - 5 College Green | 010 5th Floor Kitchen | Dry Powder | 1kg | 2016
Trinity College - 5 College Green | 011 5th Floor Office (3522) | Water | 6ltr | 2021
Trinity College - 5 College Green | 012 4th Floor Lobby | Water | 6ltr | 2021
Trinity College - 5 College Green | 013 4th Floor Lobby | Co2 | 2kg | 2022
Trinity College - 5 College Green | 014 4th Floor Office (3522) | Co2 | 2kg | 2022
Trinity College - 5 College Green | 015 4th Floor Kitchen | Fire Blanket | 1.2m x 1.2m | 2020
Trinity College - 5 College Green | 016 4th Floor Kitchen | Dry Powder | 1kg | 2016
Trinity College - 5 College Green | 017 4th Floor office | Water | 6ltr | 2022
Trinity College - 5 College Green | 018 3rd Floor Lobby | Water | 6ltr | 2021
Trinity College - 5 College Green | 019 3rd Floor Lobby | Co2 | 2kg | 2021
Trinity College - 5 College Green | 020 3rd Floor Office (3522) | Co2 | 2kg | 2024
Trinity College - 5 College Green | 021 3rd Floor Kitchen | Fire Blanket | 1.2m x 1.2m | 2020
Trinity College - 5 College Green | 022 3rd Floor Kitchen | Dry Powder | 2kg | 2023
Trinity College - 5 College Green | 023 2nd Floor Lobby | Water | 6ltr | 2021
Trinity College - 5 College Green | 024 2nd Floor Lobby | Co2 | 2kg | 2021
Trinity College - 5 College Green | 025 2nd Floor Office | Water | 6ltr | 2021
Trinity College - 5 College Green | 026 2nd Floor Office | Co2 | 2kg | 2022
Trinity College - 5 College Green | 027 2nd Floor Kitchen | Fire Blanket | 1.2m x 1.2m | 2020
Trinity College - 5 College Green | 028 2nd Floor Kitchen | Dry Powder | 2kg | 2023
Trinity College - 5 College Green | 029 1st Floor Lobby | Water | 6ltr | 2022
Trinity College - 5 College Green | 030 1st Floor Lobby | Co2 | 2kg | 2022
Trinity College - 5 College Green | 031 1st Floor Corridor (cxy1963) | Water | 6ltr | 2023
Trinity College - 5 College Green | 032 1st Floor Corridor | Co2 | 2kg | 2023
Trinity College - 5 College Green | 033 1st Floor Kitchen | Fire Blanket | 1.2m x 1.2m | 2020
Trinity College - 5 College Green | 034 1st Floor Kitchen | Dry Powder | 2kg | 2023
Trinity College - 5 College Green | 035 Ground Floor | Foam | 9ltr | 2020
Trinity College - 5 College Green | 036 Ground Floor | Co2 | 2kg | 2021
Trinity College - 7-9 South Leinster St | 001 4th Floor Lift Lobby | Foam | 6ltr | 2017
Trinity College - 7-9 South Leinster St | 002 4th Flor Lift Lobby | Co2 | 2kg | 2017
Trinity College - 7-9 South Leinster St | 003 4th Floor Corridor | Foam | 6ltr | 2017
Trinity College - 7-9 South Leinster St | 004 4th Floor Corridor | Co2 | 2kg | 2017
Trinity College - 7-9 South Leinster St | 005 4th Floor Corridor go to right at room 4.13 | Foam | 6ltr | 2017
Trinity College - 7-9 South Leinster St | 006 4th Floor Corridor at room 4.13 | Co2 | 2kg | 2017
Trinity College - 7-9 South Leinster St | 007 At room 4.16 | Foam | 6ltr | 2017
Trinity College - 7-9 South Leinster St | 008 at room 4.16 | Co2 | 2kg | 2017
Trinity College - 7-9 South Leinster St | 009 4th floor large computer suite entrance | Foam | 6ltr | 2017
Trinity College - 7-9 South Leinster St | 010 4th floor large computer suite entrance | Co2 | 2kg | 2017
Trinity College - 7-9 South Leinster St | 010A 4th Floor computer suite rear exit | Foam | 6ltr | 2017
Trinity College - 7-9 South Leinster St | 010B 4th floor computer suite rear exit | Co2 | 2kg | 2017
Trinity College - 7-9 South Leinster St | 010C 4th floor computer suite rear kitchenette | Fire Blanket | 1.2m x 1.2m | 2017
Trinity College - 7-9 South Leinster St | 010D Rooftop Liftmotor room | Dry Powder | 6kg | 2021
Trinity College - 7-9 South Leinster St | 010E Rooftop Liftmotor room | Dry Powder | 6kg | 2021
Trinity College - 7-9 South Leinster St | 011 3rd Floor Lift Lobby | Foam | 6ltr | 2020
Trinity College - 7-9 South Leinster St | 012 3rd Floor Lift Lobby | Co2 | 2kg | 2020
Trinity College - 7-9 South Leinster St | 013 3rd Floor Student Councilling outside Office 5 | Foam | 6ltr | 2021
Trinity College - 7-9 South Leinster St | 014 3rd Floor Student Counselling Outside Office 5 | Co2 | 2kg | 2020
Trinity College - 7-9 South Leinster St | 015 3rd Floor Student Counselling at Kitchenette | Foam | 6ltr | 2020
Trinity College - 7-9 South Leinster St | 016 3rd Floor Student Counselling at Kitchenette | Co2 | 2kg | 2020
Trinity College - 7-9 South Leinster St | 017 3rd Floor Student Counselling at Kitchenette | Fire Blanket | 1.2m x 1.2m | 2015
Trinity College - 7-9 South Leinster St | 018 3rd Floor at Ladies Toilet | Foam | 6ltr | 2020
Trinity College - 7-9 South Leinster St | 019 3rd Floor at Ladies Toilet | Co2 | 2kg | 2020
Trinity College - 7-9 South Leinster St | 020 3rd Floor Outside Room 308 | Foam | 6ltr | 2020
Trinity College - 7-9 South Leinster St | 021 3rd Floor Outside Room 308 | Co2 | 2kg | 2020
Trinity College - 7-9 South Leinster St | 022 3rd Floor Outside Room 303 | Foam | 6ltr | 2021
Trinity College - 7-9 South Leinster St | 023 3rd Floor Outside Room 303 | Co2 | 2kg | 2020
Trinity College - 7-9 South Leinster St | 024 2nd Floor Lift Lobby | Foam | 6ltr | 2020
Trinity College - 7-9 South Leinster St | 025 2nd Floor Lift Lobby | Co2 | 2kg | 2020
Trinity College - 7-9 South Leinster St | 026 2nd Floor Post Grad Study | Foam | 6ltr | 2020
Trinity College - 7-9 South Leinster St | 027 2nd Floor Post Grad Study | Co2 | 2kg | 2020
Trinity College - 7-9 South Leinster St | 028 2nd Floor Post Grad Study | Foam | 6ltr | 2020
Trinity College - 7-9 South Leinster St | 029 2nd Floor Post Grad Study | Co2 | 2kg | 2020
Trinity College - 7-9 South Leinster St | 030 2nd Floor Outside Ladies | Foam | 6ltr | 2020
Trinity College - 7-9 South Leinster St | 031 2nd Floor Outside Ladies | Co2 | 2kg | 2020
Trinity College - 7-9 South Leinster St | 032 2nd Floor Post Grad Study | Foam | 6ltr | 2020
Trinity College - 7-9 South Leinster St | 033 2nd Floor Post Grad Study | Co2 | 2kg | 2020
Trinity College - 7-9 South Leinster St | 034 2nd Floor Outside Room 201 | Foam | 6ltr | 2020
Trinity College - 7-9 South Leinster St | 035 2nd Floor Outside Room 201 | Co2 | 2kg | 2020
Trinity College - 7-9 South Leinster St | 036 1st Floor Lift Lobby | Foam | 6ltr | 2020
Trinity College - 7-9 South Leinster St | 037 1st Floor Lift Lobby | Co2 | 2kg | 2020
Trinity College - 7-9 South Leinster St | 038 1st Floor Deaf Studies outside Com Lab replace | Foam | 6ltr | 2022
Trinity College - 7-9 South Leinster St | 039 1st Floor Deaf Studies outside Comms Room | Co2 | 2kg | 2020
Trinity College - 7-9 South Leinster St | 040 1st Floor Deaf Studies outside Room 118 | Foam | 6ltr | 2020
Trinity College - 7-9 South Leinster St | 041 1st Floor Deaf Studies Outside Room 118 | Co2 | 2kg | 2020
Trinity College - 7-9 South Leinster St | 042 1st Floor outside Ladies | Foam | 6ltr | 2020
Trinity College - 7-9 South Leinster St | 043 1st Floor outside Ladies | Co2 | 2kg | 2019
Trinity College - 7-9 South Leinster St | 044 1st Floor Clinical Speech at Kitchenette | Fire Blanket | 1.0m x 1.0m | 2015
Trinity College - 7-9 South Leinster St | 045 1st Floor Clinical Speech at Kitchenette | Foam | 6ltr | 2020
Trinity College - 7-9 South Leinster St | 046 1st Floor Clinical Speech at Kitchenette | Co2 | 2kg | 2019
Trinity College - 7-9 South Leinster St | 047 1st Floor Clinical Speech Outside Room 102 | Foam | 6ltr | 2021
Trinity College - 7-9 South Leinster St | 048 1st Floor Clinical Speech outside Room 102 | Co2 | 2kg | 2020
Trinity College - 7-9 South Leinster St | 049 Ground Floor Lift Lobby | Foam | 6ltr | 2020
Trinity College - 7-9 South Leinster St | 050 Ground Floor Lift Lobby | Co2 | 2kg | 2020
Trinity College - 7-9 South Leinster St | 051 Ground Floor Outside Toilet | Foam | 6ltr | 2020
Trinity College - 7-9 South Leinster St | 052 Ground Floor Outside Toilets NEW | Co2 | 2kg | 2020
Trinity College - 7-9 South Leinster St | 053 Ground Floor at Reception in Clinic | Foam | 6ltr | 2020
Trinity College - 7-9 South Leinster St | 054 Ground Floor at Reception in Clinic | Co2 | 2kg | 2020
Trinity College - 7-9 South Leinster St | 055 Ground Floor Outside room 002 NEW | Foam | 6ltr | 2020
Trinity College - 7-9 South Leinster St | 056 Ground Floor outside Room 002 | Co2 | 2kg | 2015
Trinity College - 7-9 South Leinster St | 057 Basement Plantroom | Dry Powder | 9kg | 2020
Trinity College - 7-9 South Leinster St | 058 Basement Plantroom | Co2 | 5kg | 2020
Trinity College - 7-9 South Leinster St | 059 Basement Plantroom | Dry Powder | 9kg | 2020
Trinity College - 7-9 South Leinster St | 060 Basement Plantroom | Co2 | 5kg | 2020
Trinity College - 7-9 South Leinster St | 061 Basement plantroom | Dry Powder | 9kg | 2020
Trinity College - 7-9 South Leinster St | 062 Basement Plantroom | Co2 | 5kg | 2020
Trinity College - 7-9 South Leinster St | 064 Basement plant room | Dry Powder | 9kg | 2020
Trinity College - 7-9 South Leinster St | 065 Basement Plantroom | Co2 | 5kg | 2020
Trinity College - 7-9 South Leinster St | 068 Mezzanine 2 | Foam | 6ltr | 2021
Trinity College - 7-9 South Leinster St | 069 Mezzanine 2 | Co2 | 2kg | 2020
Trinity College - 7-9 South Leinster St | 070 Mezzanine 1 | Foam | 6ltr | 2021
Trinity College - 7-9 South Leinster St | 071 Mezzanine 1 | Co2 | 2kg | 2020
Trinity College - 7-9 South Leinster St | 072 1st Floor In House | Foam | 6ltr | 2021
Trinity College - 7-9 South Leinster St | 073 1st Floor in House replace | Co2 | 2kg | 2021
Trinity College - 7-9 South Leinster St | 074 1st Floor in House | Foam | 6ltr | 2021
Trinity College - 7-9 South Leinster St | 075 1st Floor In House | Co2 | 2kg | 2021
Trinity College - 7-9 South Leinster St | 076 Ground Floor in House replace | Foam | 6ltr | 2021
Trinity College - 7-9 South Leinster St | 077 Ground Floor In House | Co2 | 2kg | 2020
Trinity College - 7-9 South Leinster St | 078 Ground Floor in House | Foam | 6ltr | 2021
Trinity College - 7-9 South Leinster St | 079 Ground Floor in House replace | Co2 | 2kg | 2021
Trinity College - 7-9 South Leinster St | 080 Basement in House replace | Foam | 6ltr | 2021
Trinity College - 7-9 South Leinster St | 081 Basement in House replace | Co2 | 2kg | 2021
Trinity College - 7-9 South Leinster St | 082 Basement in House replace | Foam | 6ltr | 2021
Trinity College - 7-9 South Leinster St | 083 Basement in House replace | Co2 | 2kg | 2021
Trinity College - 8 Westland Square | 001 Ground Floor Entrance | Water | 6ltr | 2021
Trinity College - 8 Westland Square | 002 Ground Floor Reception | Co2 | 2kg | 2022
Trinity College - 8 Westland Square | 003 outside 0.03 | Water | 6ltr | 2021
Trinity College - 8 Westland Square | 004 outside 0.03 | Co2 | 2kg | 2021
Trinity College - 8 Westland Square | 004A inside lift room 0.9 (auto) | Dry Powder | 6kg (Automatic) | 2021
Trinity College - 8 Westland Square | 005 Ground Floor Rear 0.10 | Co2 | 2kg | 2021
Trinity College - 8 Westland Square | 006 1st Floor Rear 1.2 | Water | 6ltr | 2021
Trinity College - 8 Westland Square | 007 1st Floor Rear 1.2 | Co2 | 2kg | 2022
Trinity College - 8 Westland Square | 008 1st Floor Kitchen | Dry Powder | 1kg | 2021
Trinity College - 8 Westland Square | 009 1st Floor Kitchen | Fire Blanket | 1.2m x 1.2m | 2020
Trinity College - 8 Westland Square | 010 1st Floor Front stairs landing | Water | 6ltr | 2021
Trinity College - 8 Westland Square | 011 1st Floor Front Stairs landing | Co2 | 2kg | 2022
Trinity College - 8 Westland Square | 012 2nd Floor landing up lift | Water | 6ltr | 2021
Trinity College - 8 Westland Square | 013 2nd Floor landing up lift | Co2 | 2kg | 2022
Trinity College - 8 Westland Square | 014 2nd Floor Room left of 2.2 | Co2 | 2kg | 2022
Trinity College - 8 Westland Square | 014 3rd Floor big room | Water | 6ltr | 2021
Trinity College - 8 Westland Square | 015 3rd Floor big room | Co2 | 2kg | 2022
Trinity College - 8 Westland Square | 016 3rd Floor Rear | Co2 | 2kg | 2022
Trinity College - Aras an Phiarsaigh | 001 Ground Floor Main Entrance | Water | 6ltr | 2016
Trinity College - Aras an Phiarsaigh | 002 Ground Floor Main Entrance | Co2 | 2kg | 2022
Trinity College - Aras an Phiarsaigh | 003 Ground Floor I.S services | Co2 | 2kg | 2023
Trinity College - Aras an Phiarsaigh | 004 Ground Floor I.S services | Foam | 6ltr | 2022
Trinity College - Aras an Phiarsaigh | 005 Ground Floor I.S Services | Co2 | 2kg | 2022
Trinity College - Aras an Phiarsaigh | 006 Ground Floor Computer Room 0.12 | Co2 | 2kg | 2022
Trinity College - Aras an Phiarsaigh | 006A Ground Floor Switchroom through room 0.12 | Co2 | 5kg | 2022
Trinity College - Aras an Phiarsaigh | 006C Ground Floor paint electrical Room 006A | Co2 | 5kg | 2015
Trinity College - Aras an Phiarsaigh | 006D Green Data Centre | Co2 | 5kg | 2021
Trinity College - Aras an Phiarsaigh | 006E Green Data Centre | Co2 | 2kg | 2021
Trinity College - Aras an Phiarsaigh | 008 Ground Floor Outside Room 22A | Water | 6ltr | 2021
Trinity College - Aras an Phiarsaigh | 008A Ground Floor Outside Room 22 | Co2 | 2kg | 2022
Trinity College - Aras an Phiarsaigh | 009 on wall beside unit 008 | Hose Reel | 19mm Fixed Auto Hose Reel | 1995
Trinity College - Aras an Phiarsaigh | 010 Ground Floor Rear Corridor | Water | 6ltr | 2021
Trinity College - Aras an Phiarsaigh | 011 Ground Floor Rear Corridor | Co2 | 2kg | 2022
Trinity College - Aras an Phiarsaigh | 013 Ground Floor Rear Exit | Co2 | 2kg | 2022
Trinity College - Aras an Phiarsaigh | 017 Ground Floor Main Stairs | Water | 6ltr | 2023
Trinity College - Aras an Phiarsaigh | 018 Ground Floor Main Stairs | Co2 | 2kg | 2022
Trinity College - Aras an Phiarsaigh | 019 1st Floor Main Stairs | Water | 6ltr | 2024
Trinity College - Aras an Phiarsaigh | 020 1st Floor Main Stairs | Co2 | 2kg | 2022
Trinity College - Aras an Phiarsaigh | 021 1st Floor Outside Room 1.02 | Water | 6ltr | 2023
Trinity College - Aras an Phiarsaigh | 022 1st Floor Outside Room 1.02 | Co2 | 2kg | 2023
Trinity College - Aras an Phiarsaigh | 023 1st Floor Rear Corridor at room 1.05 | Water | 6ltr | 2022
Trinity College - Aras an Phiarsaigh | 024 1st Floor Rear Corridor | Co2 | 2kg | 2022
Trinity College - Aras an Phiarsaigh | 025 1st Floor Rear Corridor at room 1.15 | Foam | 6ltr | 2022
Trinity College - Aras an Phiarsaigh | 026 1st Floor Rear Corridor | Co2 | 2kg | 2023
Trinity College - Aras an Phiarsaigh | 027 1st Floor Rear Corridor | Foam | 6ltr | 2022
Trinity College - Aras an Phiarsaigh | 028 1st Floor Rear Corridor | Co2 | 2kg | 2022
Trinity College - Aras an Phiarsaigh | 029 1st Floor Computer Room 1.34 | Co2 | 2kg | 2023
Trinity College - Aras an Phiarsaigh | 030 1st Floor Rear Stairs | Water | 6ltr | 2024
Trinity College - Aras an Phiarsaigh | 031 1st Floor Rear Stairs | Co2 | 2kg | 2024
Trinity College - Aras an Phiarsaigh | 032 1st Floor Staff Room 1.43 | Co2 | 2kg | 2015
Trinity College - Aras an Phiarsaigh | 033 1st Floor Staff Room 1.43 | Fire Blanket | 1.2m x 1.2m | 2015
Trinity College - Aras an Phiarsaigh | 034 1st Floor Corridor | Hose Reel | 19mm Swinging Auto Hose Reel | 1995
Trinity College - Aras an Phiarsaigh | 035 2nd Floor Main Stairs | Water | 6ltr | 2024
Trinity College - Aras an Phiarsaigh | 036 2nd Floor Main Stairs | Co2 | 2kg | 2022
Trinity College - Aras an Phiarsaigh | 037 2nd Floor Outside Room 2.05 | Co2 | 2kg | 2023
Trinity College - Aras an Phiarsaigh | 039 2nd Floor Rear Stairs | Water | 6ltr | 2024
Trinity College - Aras an Phiarsaigh | 040 2nd Floor Rear Stairs | Co2 | 2kg | 2022
Trinity College - Aras an Phiarsaigh | 041 2nd Floor Room 2.28 | Co2 | 2kg | 2022
Trinity College - Aras an Phiarsaigh | 042 2nd Floor Room 2.31 | Co2 | 2kg | 2023
Trinity College - Aras an Phiarsaigh | 043 2nd Floor Rear Corridor | Water | 6ltr | 2024
Trinity College - Aras an Phiarsaigh | 044 2nd Floor Rear Corridor | Co2 | 2kg | 2022
Trinity College - Aras an Phiarsaigh | 045 2nd Floor Rear Corridor | Water | 6ltr | 2024
Trinity College - Aras an Phiarsaigh | 046 2nd Floor Rear Corridor | Co2 | 2kg | 2022
Trinity College - Aras an Phiarsaigh | 047 2nd Floor Room 2.15, undergrad lab | Co2 | 2kg | 2022
Trinity College - Aras an Phiarsaigh | 049 2nd Floor Corridor | Hose Reel | 19mm Swinging Auto Hose Reel | 1995
Trinity College - Aras an Phiarsaigh | 050 3rd Floor Main Stairs | Water | 6ltr | 2024
Trinity College - Aras an Phiarsaigh | 051 3rd Floor Main Stairs | Co2 | 2kg | 2022
Trinity College - Aras an Phiarsaigh | 052 3rd Floor Rear Stairs | Water | 6ltr | 2024
Trinity College - Aras an Phiarsaigh | 053 3rd Floor Rear Stairs | Co2 | 2kg | 2022
Trinity College - Aras an Phiarsaigh | 054 3rd Floor Corridor at 3.08 | Co2 | 2kg | 2022
Trinity College - Aras an Phiarsaigh | 055 3rd Floor Rear Corridor at 3.18 | Water | 6ltr | 2016
Trinity College - Aras an Phiarsaigh | 056 3rd Floor Rear Corridor at 3.18 | Co2 | 2kg | 2022
Trinity College - Aras an Phiarsaigh | 057 3rd Floor Corridor at 3.23 | Foam | 6ltr | 2021
Trinity College - Aras an Phiarsaigh | 058 3rd Floor Corridor at 3.23 | Co2 | 2kg | 2022
Trinity College - Aras an Phiarsaigh | 059 3rd Floor Corridor link corridor beside lift | Hose Reel | 19mm Swinging Auto Hose Reel | 1995
Trinity College - Aras an Phiarsaigh | 060 4th Floor Main Stairs | Water | 6ltr | 2024
Trinity College - Aras an Phiarsaigh | 061 4th Floor Main Stairs | Co2 | 2kg | 2022
Trinity College - Aras an Phiarsaigh | 062 4th floor main stairs. nozzle at glass barrier | Hose Reel | 19mm Fixed Auto Hose Reel
Trinity College - Aras an Phiarsaigh | 063 4th Floor Rear Corridor at 4.07 NEW | Co2 | 2kg | 2022
Trinity College - Aras an Phiarsaigh | 064 4th Floor Rear Corridor at 4.07 | Water | 6ltr | 2020
Trinity College - Aras an Phiarsaigh | 069 Top of stairs to roof plant room | Co2 | 2kg | 2023
Trinity College - Aras an Phiarsaigh | 065 4th Floor Corridor at 4.18 | Water | 6ltr | 2023
Trinity College - Aras an Phiarsaigh | 066 4th Floor Corridor at 4.18 | Co2 | 2kg | 2022
Trinity College - Aras an Phiarsaigh | 067 4th Floor Corridor at 4.29 | Foam | 6ltr | 2022
Trinity College - Aras an Phiarsaigh | 068 4th Floor Rear Corridor at 4.29 | Co2 | 2kg | 2022
Trinity College - Aras an Phiarsaigh | 069 Top of stairs to roof plant room | Co2 | 5kg | 2021
Trinity College - Aras an Phiarsaigh | 070 Rooftop Plantroom | Dry Powder | 6kg | 2021
Trinity College - Aras an Phiarsaigh | 071 Rooftop Plantroom | Co2 | 2kg | 2023
Trinity College - Aras an Phiarsaigh | 072 Rooftop Plantroom Lift Motor (AUTO) | Dry Powder | 6kg | 2021
Trinity College - Arches | 001 Arch 1 entrance (mail room) | Foam | 6ltr | 2017
Trinity College - Arches | 002 Arch 1 entrance | Co2 | 2kg | 2017
Trinity College - Arches | 003 Arch 1 kitchen | Fire Blanket | 1.0m x 1.0m | 2018
Trinity College - Arches | 004 Arch 1 first floor | Foam | 9ltr | 2015
Trinity College - Arches | 005 Arch 1 first floor | Co2 | 5kg | 2015
Trinity College - Arches | 006 Arch 2 Ground Floor | Foam | 6ltr | 2017
Trinity College - Arches | 007 Arch 2 First Floor | Foam | 6ltr | 2017
Trinity College - Arches | 008 Arch 3 Ground | Foam | 6ltr | 2015
Trinity College - Arches | 009 Arch 3 First Floor | Dry Powder | 6kg | 2022
Trinity College - Arches | 010 Arch 4 Ground Floor | Dry Powder | 6kg | 2016
Trinity College - Arches | 011 Arch 4 First Floor | Dry Powder | 4kg | 2019
Trinity College - Arches | 012 Arch 5 Ground Floor | Dry Powder | 6kg | 2023
Trinity College - Arches | 013 Arch 5 First Floor | Foam | 6ltr | 2015
Trinity College - Arts Building | 001 Library Level 6 Contempory Studies | Water | 6ltr | 2024
Trinity College - Arts Building | 002 Library Level 6 Contempory | Co2 | 2kg | 2022
Trinity College - Arts Building | 003 Level 6 Lift Lobby | Water | 6ltr | 2024
Trinity College - Arts Building | 004 Circulation Level 6 Lift Lobby | Co2 | 2kg | 2020
Trinity College - Arts Building | 006 Theatre Level 6 School of Classics | Water | 6ltr | 2024
Trinity College - Arts Building | 007 Theatre Level 6 Deparrment of Classics | Co2 | 2kg | 2022
Trinity College - Arts Building | 008 Office Level 6 Block B | Water | 6ltr | 2024
Trinity College - Arts Building | 009 Office Level 6 Block B | Co2 | 2kg | 2022
Trinity College - Arts Building | 011 Office Level 6.1.1.S | Water | 6ltr | 2024
Trinity College - Arts Building | 012 Office Level 6.1.1.S | Co2 | 2kg | 2022
Trinity College - Arts Building | 013 Office Level 6.1.1.S | Water | 6ltr | 2023
Trinity College - Arts Building | 014 office Level 6.1.1.S | Co2 | 2kg | 2022
Trinity College - Arts Building | 016 Circulation Level 5A Landing | Water | 6ltr | 2024
Trinity College - Arts Building | 017 Level 5 Outside Room 5085 | Co2 | 2kg | 2022
Trinity College - Arts Building | 018 Library Level 5 Photo Library room 5083 | Water | 6ltr | 2020
Trinity College - Arts Building | 019 Library Level 5 Photo Library Room 5083 | Co2 | 2kg | 2015
Trinity College - Arts Building | 020 Office Level 5 history of art room 5082 | Co2 | 2kg | 2022
Trinity College - Arts Building | 021 Level 5 Outside Room 5074 | Co2 | 2kg | 2023
Trinity College - Arts Building | 022 Office Level 5 Photo Centre Room 5078-5080 | Co2 | 5kg | 2022
Trinity College - Arts Building | 024 Circulation Level 5B Landing | Water | 6ltr | 2024
Trinity College - Arts Building | 025 Level 5B Landing | Co2 | 2kg | 2022
Trinity College - Arts Building | 027 Level 5 Weingreen Museum | Water | 6ltr | 2020
Trinity College - Arts Building | 029 Level 5 C Landing | Water | 6ltr | 2024
Trinity College - Arts Building | 029A Level 5 landing C | Co2 | 2kg | 2020
Trinity College - Arts Building | 030 Level 5C landing | Co2 | 2kg | 2020
Trinity College - Arts Building | 031 Level 5 D Landing | Water | 6ltr | 2024
Trinity College - Arts Building | 033 Level 4 D Landing | Water | 6ltr | 2024
Trinity College - Arts Building | 034 Level 4D Landing | Co2 | 2kg | 2015
Trinity College - Arts Building | 035 Level 4 Landing Rm 4013 | Co2 | 2kg | 2020
Trinity College - Arts Building | 036 Circulation Level 4 C Landing | Water | 6ltr | 2024
Trinity College - Arts Building | 037 Level 4 C Landing | Co2 | 2kg | 2020
Trinity College - Arts Building | 039 Office Level 4 Outside Room 4055 | Co2 | 2kg | 2020
Trinity College - Arts Building | 040 Outside Room 4055 | Water | 6ltr | 2015
Trinity College - Arts Building | 041 Office Level 4 Terminal Room 4066 NO ACCESS | Co2 | 2kg | 2020
Trinity College - Arts Building | 042 Circulation Level 4 Lecture Room 4050B | Water | 6ltr | 2020
Trinity College - Arts Building | 044 Level 4 B Landing | Water | 6ltr | 2024
Trinity College - Arts Building | 044a landing B | Co2 | 2kg | 2020
Trinity College - Arts Building | 045 Level 4 Language Lab.1 Room 4072 NO ACCESS | Co2 | 2kg | 2023
Trinity College - Arts Building | 046 Level 4 Language Lab.3 Room 4074A NO ACCESS | Co2 | 2kg | 2022
Trinity College - Arts Building | 047 Store Level 4 Tape Stores Room 4074A | Co2 | 2kg | 2023
Trinity College - Arts Building | 048 Store Level 4 Tape Stores Room 4074A | Co2 | 2kg | 2023
Trinity College - Arts Building | 049 Level 4 Language Centre Room 4091 | Water | 6ltr | 2021
Trinity College - Arts Building | 050 Office Level 4 Computer Room 4073 | Co2 | 2kg | 2018
Trinity College - Arts Building | 052 Level 4 Language Lab.2 Room 4074 | Co2 | 2kg | 2023
Trinity College - Arts Building | 053 Level 4 Room 4095 | Co2 | 2kg | 2022
Trinity College - Arts Building | 054 Level 4 TV Recording Studio Room 4098 | Co2 | 2kg | 2023
Trinity College - Arts Building | 057 Level 4 A Landing | Water | 6ltr | 2024
Trinity College - Arts Building | 057a landing A | Co2 | 2kg | 2023
Trinity College - Arts Building | 059 Level 3 A Landing | Water | 6ltr | 2024
Trinity College - Arts Building | 059a landing A | Co2 | 2kg | 2020
Trinity College - Arts Building | 060 Level 3 Outside Room 3148 head of history | Co2 | 2kg | 2021
Trinity College - Arts Building | 061 Level 3 Outside Room 3146 head of history | Water | 6ltr | 2018
Trinity College - Arts Building | 062 Circulation Level 3 TV Studio 3157 | Co2 | 5kg | 2023
Trinity College - Arts Building | 063 Level 3 Room 3130 | Co2 | 2kg | 2023
Trinity College - Arts Building | 064 level 3 Room 3161 through 3129 | Co2 | 5kg | 2023
Trinity College - Arts Building | 065 Level 3 TV Studio 3157A | Co2 | 5kg | 2023
Trinity College - Arts Building | 066 Level 3 Outside Room 3129 | Co2 | 2kg | 2023
Trinity College - Arts Building | 067 Level 3 TV Studio 3131 | Co2 | 2kg | 2015
Trinity College - Arts Building | 068 Level 3 TV Studio 3131 | Water | 9ltr | 2015
Trinity College - Arts Building | 069 Level 3 Outside Room 3125 | Co2 | 2kg | 2019
Trinity College - Arts Building | 069a outside 3125 | Water | 6ltr | 2024
Trinity College - Arts Building | 070 Level 3 Outside Room 3118 | Co2 | 2kg | 2022
Trinity College - Arts Building | 071 Level 3 Outside Room 3118 | Water | 6ltr | 2018
Trinity College - Arts Building | 072 Level 3 Inside Room 3105 | Co2 | 2kg | 2020
Trinity College - Arts Building | 073 Level 3 Inside Room 3105 | Water | 6ltr | 2021
Trinity College - Arts Building | 074 Level 3 Inside Room 3104 | Co2 | 2kg | 2022
Trinity College - Arts Building | 075 Level 3 Landing | Water | 6ltr | 2024
Trinity College - Arts Building | 076 Level 3 Landing B | Co2 | 2kg | 2019
Trinity College - Arts Building | 077 level 3 Outside Room 3094 | Water | 6ltr | 2018
Trinity College - Arts Building | 078 Level 3 Outside Room 3094 | Co2 | 2kg | 2022
Trinity College - Arts Building | 079 Level 3 Outside Room 3074 | Foam | 6ltr | 2019
Trinity College - Arts Building | 080 Level 3C Landing Outside Room 3074 | Co2 | 2kg | 2019
Trinity College - Arts Building | 081 Level 3 Outside Room 3060 | Water | 6ltr | 2024
Trinity College - Arts Building | 082 Level 3 Outside Room 3060 | Co2 | 2kg | 2022
Trinity College - Arts Building | 083 Level 3C Landing Inside Room 3050 | Co2 | 2kg | 2023
Trinity College - Arts Building | 084 Level 3C Landing | Water | 6ltr | 2024
Trinity College - Arts Building | 085 Level 3 Landing C | Co2 | 2kg | 2019
Trinity College - Arts Building | 086 Outside 3035 | Water | 6ltr | 2021
Trinity College - Arts Building | 087 Outside 3035 | Co2 | 2kg | 2023
Trinity College - Arts Building | 088 Level 3 Room 3025 | Co2 | 2kg | 2022
Trinity College - Arts Building | 090 Level 3 Outside Room 3007 | Water | 6ltr | 2021
Trinity College - Arts Building | 091 Level 3 Outside Room 3011 | Co2 | 2kg | 2023
Trinity College - Arts Building | 092 Level 3 D Landing | Water | 6ltr | 2024
Trinity College - Arts Building | 093 Level 3 Landing D | Co2 | 2kg | 2019
Trinity College - Arts Building | 094 Level 2 Lower Douglas Hyde Gallery Lower | Water | 6ltr | 2023
Trinity College - Arts Building | 097 Level 2 Douglas Hyde Gallery Office | Co2 | 2kg | 2022
Trinity College - Arts Building | 098 Level 2 Upper Douglas Hyde Gallery Upper | Water | 6ltr | 2021
Trinity College - Arts Building | 099 Level 2 Lower Douglas Hyde Gallery Upper | Water | 6ltr | 2021
Trinity College - Arts Building | 100 Level 2 Faculty Administration | Water | 6ltr | 2023
Trinity College - Arts Building | 101 Level 2 Faculty Administration | Hose Reel | 19mm Fixed Manual Hose Reel
Trinity College - Arts Building | 102 Faculty Aministration Office | Co2 | 2kg | 2020
Trinity College - Arts Building | 103 Plantroom Level 2 Faculty Admin Plantroom | Co2 | 5kg | 2023
Trinity College - Arts Building | 104 Level 2 Porters Desk | Co2 | 2kg | 2022
Trinity College - Arts Building | 105 Level 2 Porters Desk | Foam | 6ltr | 2022
Trinity College - Arts Building | 106 Level 2 Porters Desk | Foam | 6ltr | 2022
Trinity College - Arts Building | 107 Level 2 Attendants Break Room | Dry Powder | 3kg | 2023
Trinity College - Arts Building | 108 Level 2 Attendants Break Room | Fire Blanket | 1.8m x 1.2m | 2020
Trinity College - Arts Building | 110 Level 2 Robert Emmet Theatre | Foam | 6ltr | 2020
Trinity College - Arts Building | 111 Level 2 Robert Emmet Theatre switch room | Co2 | 5kg | 2021
Trinity College - Arts Building | 112 Level 2 Robert Emmet Theatre | Foam | 6ltr | 2020
Trinity College - Arts Building | 113 Level 2 Robert Emmet Theatre | Water | 6ltr | 2020
Trinity College - Arts Building | 114 Level 2 outside Robert Emmet Theatre | Co2 | 2kg | 2020
Trinity College - Arts Building | 114a outside Robert Emmet theatre | Foam | 6ltr | 2019
Trinity College - Arts Building | 115 Level 2 JM Sygne Theatre | Foam | 6ltr | 2020
Trinity College - Arts Building | 116 Level 2 JM Sygne Theatre | Co2 | 5kg | 2015
Trinity College - Arts Building | 117 Level 2 JM Sygne Theatre | Water | 6ltr | 2020
Trinity College - Arts Building | 118 Level 2 JM Sygne Theatre | Water | 6ltr | 2023
Trinity College - Arts Building | 119 Level 2 Outside JM Sygne Theatre | Foam | 6ltr | 2019
Trinity College - Arts Building | 120 Level 2 Jonathon Swift Theatre | Foam | 6ltr | 2020
Trinity College - Arts Building | 121 Jonathan Swift Theatre | Co2 | 5kg | 2021
Trinity College - Arts Building | 122 Level 2 Mhairtin Ui Chadhain theatre | Foam | 6ltr | 2023
Trinity College - Arts Building | 123 Level 2 Thomas Davis Theatre | Water | 6ltr | 2020
Trinity College - Arts Building | 124 Level 2 Thomas Davis Theatre | Co2 | 5kg | 2023
Trinity College - Arts Building | 124a Thomas Davis Theatre | Foam | 6ltr | 2015
Trinity College - Arts Building | 125 Level 2 Thomas Davis Theatre | Water | 6ltr | 2020
Trinity College - Arts Building | 125A Office Level 2 Room 2053 | Water | 6ltr | 2023
Trinity College - Arts Building | 126 Level 2 end if corridor fire exit at computers | Co2 | 2kg | 2023
Trinity College - Arts Building | 126a ebd of corridor fire exit at computers | Foam | 6ltr | 2019
Trinity College - Arts Building | 127 Level 2 Lecky Library | Co2 | 2kg | 2022
Trinity College - Arts Building | 128 Level 2 Lecky Library | Water | 6ltr | 2018
Trinity College - Arts Building | 129 Level 2 Lecky Library Entrance | Water | 6ltr | 2018
Trinity College - Arts Building | 130 Level 2 Lecky Library entrance | Co2 | 2kg | 2022
Trinity College - Arts Building | 131 Library Level 2 fire exit | Co2 | 2kg | 2020
Trinity College - Arts Building | 132 Level 2 Lecky Library outside 2051 | Water | 6ltr | 2020
Trinity College - Arts Building | 133 Level 2 Lecky Library outside 2051 | Co2 | 2kg | 2018
Trinity College - Arts Building | 134 Level 2 Lecky Library Outside Room 2052 | Co2 | 2kg | 2023
Trinity College - Arts Building | 135 Level 2 Lecky Library Outside Room 2053 | Co2 | 2kg | 2023
Trinity College - Arts Building | 136 Library - Level 2 Lecky Library fire exit | Water | 6ltr | 2020
Trinity College - Arts Building | 137 Level 2 Lecky Library | Water | 6ltr | 2020
Trinity College - Arts Building | 138 Level 2 Lecky Library | Water | 6ltr | 2016
Trinity College - Arts Building | 139 Level 1 Lecky Library | Water | 6ltr | 2018
Trinity College - Arts Building | 140 Level 1 Lecky Library | Water | 6ltr | 2020
Trinity College - Arts Building | 141 Level 1 Lecky Library | Water | 9ltr | 2023
Trinity College - Arts Building | 142 Level 1 Lecky Library | Water | 6ltr | 2024
Trinity College - Arts Building | 143 Level 1 Lecky Library | Water | 6ltr | 2018
Trinity College - Arts Building | 144 Level 1 Lecky Library | Water | 6ltr | 2023
Trinity College - Arts Building | 145 Kitchen/Dining - Level 1 Coffee Bar Fire Post | Dry Powder | 6kg | 2020
Trinity College - Arts Building | 146 Kitchen/Dining - Level 1 coffee Bar Fire Post | Co2 | 2kg | 2023
Trinity College - Arts Building | 147 Outside Ed Burke Cloak Room | Water | 6ltr | 2020
Trinity College - Arts Building | 148 Ed Burke entrance | Co2 | 2kg | 2020
Trinity College - Arts Building | 149 Outside Ed Burke | Co2 | 2kg | 2020
Trinity College - Arts Building | 150 Level 1 Edmund Burke Theatre | Water | 6ltr | 2020
Trinity College - Arts Building | 151 Edmund Burke Theatre Plant Room 1011 | Co2 | 5kg | 2021
Trinity College - Arts Building | 152 Edmund Burke Theatre Room 1010 | Co2 | 5kg | 2021
Trinity College - Arts Building | 153 Edmund Burke Theatre Plant Room 1009 | Co2 | 5kg | 2021
Trinity College - Arts Building | 154 Edmund Burke Theatre | Water | 6ltr | 2020
Trinity College - Arts Building | 155 Edmund Burke Theatre Stage | Water | 6ltr | 2021
Trinity College - Arts Building | 156 Edmund Burke Theatre Stage | Co2 | 2kg | 2022
Trinity College - Arts Building | 157 Outside Samuel Beckett room 1 | Co2 | 2kg | 2023
Trinity College - Arts Building | 158 Samuel Beckett room | Foam | 6ltr | 2022
Trinity College - Arts Building | 159 Samuel Beckett room 1 | Co2 | 2kg | 2022
Trinity College - Arts Building | 160 Samuel Beckett room 1 | Co2 | 2kg | 2022
Trinity College - Arts Building | 161 Level 1 Samuel beckett | Water | 6ltr | 2020
Trinity College - Arts Building | 162 Samuel Beckett room 2 | Co2 | 2kg | 2022
Trinity College - Arts Building | 163 Edmund Burke Theatre lobby | Hose Reel | 19mm Swinging Auto Hose Reel
Trinity College - Arts Building | 164 Edmund Burke lobby | Co2 | 2kg | 2022
Trinity College - Arts Building | 166 Level 1 Cleaners Break Room | Dry Powder | 1kg | 2020
Trinity College - Arts Building | 167 Level 1 Cleaners Break Room | Fire Blanket | 1.2m x 1.2m | 2020
Trinity College - Arts Building | 168 Level 1 Emergency Exit | Dry Powder | 9kg | 2023
Trinity College - Arts Building | 169 Level 1 Emergency Exit | Co2 | 2kg | 2020
Trinity College - Arts Building | 171 Level 1 Plant Room opposite cleaners room | Co2 | 5kg | 2023
Trinity College - Arts Building | 172 Outside plant room bottom of stairs B | Co2 | 5kg | 2021
Trinity College - Arts Building | 172a outside plantroom bottom of stairs B | Dry Powder | 6kg | 2024
Trinity College - Arts Building | 173 Outside plant room bottom of stairs | Foam | 6ltr | 2019
Trinity College - Arts Building | 174 Outside plant room bottom of stairs B | Co2 | 5kg | 2021
Trinity College - Arts Building | 175 Outside plant room bottom of stairs B | Dry Powder | 6kg | 2024
Trinity College - Arts Building | 176 Level 1 Plantroom left side stairwell B | Co2 | 5kg | 2021
Trinity College - Arts Building | 177 Level 1 Plantroom left side | Co2 | 5kg | 2021
Trinity College - Arts Building | 178 Level 1 Plantroom left side (AUTO) | Dry Powder | 6kg | 2021
Trinity College - Arts Building | 179 Level 1 Plantroom left side (AUTO) | Dry Powder | 6kg | 2021
Trinity College - Arts Building | 180 Level 1 Plantroom left side stairwell B | Co2 | 5kg | 2021
Trinity College - Arts Building | 181 Level 1 Plantroom left side | Co2 | 5kg | 2023
Trinity College - Arts Building | 182 Level 1 Switchroom (AUTO) | Dry Powder | 6kg | 2021
Trinity College - Arts Building | 183 Level 1 Plantroom right side stairwell B | Co2 | 5kg | 2021
Trinity College - Arts Building | 184 Level 1 Plantroom right side stairwell B | Co2 | 5kg | 2021
Trinity College - Arts Building | 185 Emergency Generation Room ( AUTO) | Dry Powder | 6kg | 2021
Trinity College - Arts Building | 186 Emergency Generation Room (AUTO) | Dry Powder | 6kg | 2021
Trinity College - Arts Building | 187 Outside toilets | Water | 6ltr | 2020
Trinity College - Arts Building | 188 Outside toilets | Co2 | 2kg | 2020
Trinity College - Beckett Theatre | 001 Basement Lift Motor Room (AUTO) | Dry Powder | 6kg (Automatic) | 2021
Trinity College - Beckett Theatre | 002 Basement Storage Area | Water | 6ltr | 2021
Trinity College - Beckett Theatre | 003 Basement Storage Area | Co2 | 2kg | 2015
Trinity College - Beckett Theatre | 004 Basement Storage Area | Water | 6ltr | 2021
Trinity College - Beckett Theatre | 005 Basement Storage Area | Co2 | 2kg | 2015
Trinity College - Beckett Theatre | 006 Basement in rear stairs of Beckett theatre | Water | 6ltr | 2021
Trinity College - Beckett Theatre | 007 Workshop | Water | 6ltr | 2020
Trinity College - Beckett Theatre | 008 Workshop | Co2 | 2kg | 2024
Trinity College - Beckett Theatre | 009 Workshop | Fire Blanket | 1.2m x 1.2m | 2016
Trinity College - Beckett Theatre | 009A Workshop Corridor | Hose Reel | 19mm Fixed Auto Hose Reel | 1991
Trinity College - Beckett Theatre | 010 Ground Floor Theatre in store behind stage | Hose Reel | 19mm Fixed Auto Hose Reel | 1991
Trinity College - Beckett Theatre | 011 Ground Floor Stairs at Front | Hose Reel | 19mm Fixed Auto Hose Reel | 0000
Trinity College - Beckett Theatre | 012 Office Corridor | Water | 6ltr | 2020
Trinity College - Beckett Theatre | 013 Office Corridor new horn | Co2 | 2kg | 2023
Trinity College - Beckett Theatre | 014 1st Floor Wardrobe | Hose Reel | 19mm Fixed Auto Hose Reel | 1991
Trinity College - Beckett Theatre | 015 First Floor Balcony | Water | 6ltr | 2021
Trinity College - Beckett Theatre | 016 First Floor Balcony | Co2 | 2kg | 2015
Trinity College - Beckett Theatre | 017 First Floor Balcony | Foam | 6ltr | 2020
Trinity College - Beckett Theatre | 018 First Floor Balcony | Co2 | 2kg | 2022
Trinity College - Beckett Theatre | 019 1st Floor Landing O/S Lecture room | Water | 6ltr | 2021
Trinity College - Beckett Theatre | 020 1st Floor Wardrobe crack in horn | Co2 | 2kg | 2023
Trinity College - Beckett Theatre | 021 2nd Floor Corridor Right | Water | 6ltr | 2021
Trinity College - Beckett Theatre | 022 2nd Floor Corridor Right | Co2 | 2kg | 2020
Trinity College - Beckett Theatre | 023 2nd Floor Landing | Hose Reel | 19mm Fixed Auto Hose Reel | 1992
Trinity College - Beckett Theatre | 024 2nd Floor Corridor Left | Water | 6ltr | 2021
Trinity College - Beckett Theatre | 025 2nd Floor Corridor Left | Co2 | 2kg | 2023
Trinity College - Beckett Theatre | 026 2nd Floor Balcony | Co2 | 2kg | 2021
Trinity College - Beckett Theatre | 027 2nd Floor Lighting Box stick sign | Co2 | 5kg | 2021
Trinity College - Beckett Theatre | 028 2nd Floor Lighting Box | Co2 | 5kg | 2023
Trinity College - Beckett Theatre | 029 Circulation 1st Floor | Hose Reel | 19mm Fixed Auto Hose Reel | 1991
Trinity College - Beckett Theatre | 030 1st Floor Staff Area stick sgin | Water | 6ltr | 2021
Trinity College - Beckett Theatre | 031 1st Floor Staff Area | Co2 | 2kg | 2023
Trinity College - Beckett Theatre | 031A 1st Floor kitchen | Fire Blanket | 1.8m x 1.2m | 2024
Trinity College - Beckett Theatre | 032 1st Floor Lighting Box needs sign | Co2 | 2kg | 2023
Trinity College - Beckett Theatre | 033 2nd Floor Outside Lift | Co2 | 5kg | 2021
Trinity College - Beckett Theatre | 034 2nd Floor Main Stairs | Water | 6ltr | 2021
Trinity College - Beckett Theatre | 035 2nd Floor Main Stairs glue sign | Co2 | 2kg | 2024
Trinity College - Beckett Theatre | 036 2nd Floor Prop Room | Hose Reel | 19mm Fixed Manual Hose Reel | 1991
Trinity College - Beckett Theatre | 037 3rd Floor Main Stairs | Water | 6ltr | 2021
Trinity College - Beckett Theatre | 038 3rd Floor Main Stairs | Hose Reel | 19mm Fixed Auto Hose Reel | 1991
Trinity College - Beckett Theatre | 039 keycard go lift, extinguisher 4th floor loft | Co2 | 2kg | 2023
Trinity College - Berkeley Library | 001 Office Basement Training Room 2 C1924 | Water | 6ltr | 2024
Trinity College - Berkeley Library | 002 Office Basement Training Room 2 C1924 | Co2 | 2kg | 2015
Trinity College - Berkeley Library | 003 Basemednt Training Room 1 C1924 | Water | 6ltr | 2024
Trinity College - Berkeley Library | 004 Basement Training Room 1 C1924 | Co2 | 2kg | 2015
Trinity College - Berkeley Library | 005 Store Lower Basement Store | Water | 6ltr | 2024
Trinity College - Berkeley Library | 006 Library Lower Basement Library | Co2 | 2kg | 2022
Trinity College - Berkeley Library | 007 Library Lower Basement Library | Hose Reel | 19mm Fixed Auto Hose Reel
Trinity College - Berkeley Library | 008 basement Lower stairs | Dry Powder | 6kg | 2024
Trinity College - Berkeley Library | 009 basement lower stairs | Co2 | 2kg | 2020
Trinity College - Berkeley Library | 010 outside Basement Entrance to Plant Room | Co2 | 5kg | 2023
Trinity College - Berkeley Library | 011 Plantroom Basement Plantroom | Co2 | 5kg | 2021
Trinity College - Berkeley Library | 012 Plantroom Basement Boiler Room (LB06) | Dry Powder | 6kg | 2022
Trinity College - Berkeley Library | 013 Basement Enquiries Office | Dry Powder | 4kg | 2020
Trinity College - Berkeley Library | 014 Basement Enquiries Office | Co2 | 2kg | 2022
Trinity College - Berkeley Library | 015 Basement Period Department | Hose Reel | 19mm Fixed Auto Hose Reel
Trinity College - Berkeley Library | 016 Basement Periodic Department | Dry Powder | 4kg | 2022
Trinity College - Berkeley Library | 017 Basement Period Room | Dry Powder | 6kg | 2022
Trinity College - Berkeley Library | 018 Basement Scanning Room | Co2 | 2kg | 2022
Trinity College - Berkeley Library | 019 Basement Binding Laboratory | Dry Powder | 4kg | 2021
Trinity College - Berkeley Library | 020 Basement Binding Laboratory | Co2 | 5kg | 2015
Trinity College - Berkeley Library | 021 Basement Period Department | Dry Powder | 6kg | 2022
Trinity College - Berkeley Library | 022 Basement Periodic Department | Co2 | 2kg | 2022
Trinity College - Berkeley Library | 023 Basement back stairs | Co2 | 2kg | 2023
Trinity College - Berkeley Library | 024 Basement Period Department Upper | Dry Powder | 6kg | 2022
Trinity College - Berkeley Library | 025 Basement Period Department Upper | Dry Powder | 6kg | 2020
Trinity College - Berkeley Library | 026 Upper Basement File Room | Water | 6ltr | 2020
Trinity College - Berkeley Library | 027 Upper Basement Lift Lobby | Co2 | 2kg | 2015
Trinity College - Berkeley Library | 028 Passageway to early Printed Books | Co2 | 5kg | 2015
Trinity College - Berkeley Library | 029 Early Printed Books Department passageway | Dry Powder | 6kg | 2020
Trinity College - Berkeley Library | 030 Ground Floor Entrance | Co2 | 2kg | 2022
Trinity College - Berkeley Library | 031 Ground Floor Entrance | Water | 6ltr | 2024
Trinity College - Berkeley Library | 031 Ground Floor Loading Bay | Co2 | 2kg | 2020
Trinity College - Berkeley Library | 032A Ground Floor Loading Bay | Water | 6ltr | 2015
Trinity College - Berkeley Library | 033 Ground Floor Duty Librarian lift lobby | Water | 6ltr | 2024
Trinity College - Berkeley Library | 034 Ground Floor Duty Librarian lift lobby | Water | 6ltr | 2024
Trinity College - Berkeley Library | 035 1880 Office Ground Floor Duty Librarian | Hose Reel | 19mm Fixed Manual Hose Reel
Trinity College - Berkeley Library | 036 Ground Floor Ivy Hall | Water | 6ltr | 2020
Trinity College - Berkeley Library | 038 Ground Floor Ivy Hall | Co2 | 2kg | 2022
Trinity College - Berkeley Library | 039 Ivy Hall back wall | Water | 6ltr | 2024
Trinity College - Berkeley Library | 040 Ivy Hall back wall | Co2 | 2kg | 2023
Trinity College - Berkeley Library | 041 1st Floor Reception | Dry Powder | 6kg | 2023
Trinity College - Berkeley Library | 042 1st Floor Reception | Co2 | 2kg | 2024
Trinity College - Berkeley Library | 043 1st Floor LHS back wall | Water | 6ltr | 2024
Trinity College - Berkeley Library | 044 1st Floor Lift Lobby | Water | 6ltr | 2024
Trinity College - Berkeley Library | 045 1st floor lift lobby | Co2 | 2kg | 2022
Trinity College - Berkeley Library | 046 1st Floor Photo Copier Room | Co2 | 2kg | 2020
Trinity College - Berkeley Library | 047 1st Floor Emergency Exit | Water | 6ltr | 2024
Trinity College - Berkeley Library | 048 2nd Floor top of stairs | Dry Powder | 4kg | 2020
Trinity College - Berkeley Library | 049 2nd Floor History Section | Dry Powder | 6kg | 2023
Trinity College - Berkeley Library | 050 2nd Floor Lift Lobby | Water | 6ltr | 2024
Trinity College - Berkeley Library | 051 2nd Floor Lift Lobby | Water | 6ltr | 2024
Trinity College - Berkeley Library | 052 2nd Floor Lift Lobby | Water | 6ltr | 2015
Trinity College - Berkeley Library | 053 2nd Floor Outside Lift | Co2 | 2kg | 2020
Trinity College - Berkeley Library | 054 2nd Floor Emergency Exit | Water | 6ltr | 2024
Trinity College - Berkeley Library | 055 Outside Lift Motor Room 3rd floor | Dry Powder | 9kg | 2020
Trinity College - Berkeley Library | 056 Outside Lift Motor Room 3rd floor | Co2 | 2kg | 2024
Trinity College - Biomedical Science (TBSI) | 001 7th Floor Lift Lobby | Foam | 6ltr | 2021
Trinity College - Biomedical Science (TBSI) | 002 7th Floor Lift Lobby | Co2 | 2kg | 2021
Trinity College - Biomedical Science (TBSI) | 003 Outside Boardroom L7.03.04 | Foam | 6ltr | 2021
Trinity College - Biomedical Science (TBSI) | 004 Outside Boardroom L7.03.04 | Co2 | 2kg | 2021
Trinity College - Biomedical Science (TBSI) | 005 Outside Kitchen L7.32 | Foam | 6ltr | 2022
Trinity College - Biomedical Science (TBSI) | 006 Outside Kitchen L7.32 | Co2 | 2kg | 2021
Trinity College - Biomedical Science (TBSI) | 007 Kitchen L7.32 | Fire Blanket | 1.8m x 1.2m | 2024
Trinity College - Biomedical Science (TBSI) | 008 Outside L7.12 | Foam | 6ltr | 2020
Trinity College - Biomedical Science (TBSI) | 009 Outside Switchroom L7.35 | Co2 | 2kg | 2021
Trinity College - Biomedical Science (TBSI) | 010 Corridor Beside L7.40 | Foam | 6ltr | 2021
Trinity College - Biomedical Science (TBSI) | 011 Research Lab 7.16 (CLASS D L2) | Dry Powder | 9kg (L2) | 2022
Trinity College - Biomedical Science (TBSI) | 012 Research Lab L7.16 | Co2 | 2kg | 2021
Trinity College - Biomedical Science (TBSI) | 013 Research Lab L7.16 | Foam | 6ltr | 2022
Trinity College - Biomedical Science (TBSI) | 014 Research Lab L7.16 | Fire Blanket | 1.8m x 1.2m | 2022
Trinity College - Biomedical Science (TBSI) | 015 Research Lab L7.16 | Fire Blanket | 1.8m x 1.2m | 2024
Trinity College - Biomedical Science (TBSI) | 016 Outside Research Lab L7.16 | Foam | 6ltr | 2021
Trinity College - Biomedical Science (TBSI) | 017 Outside Research Lab L7.16 | Co2 | 2kg | 2021
Trinity College - Biomedical Science (TBSI) | 018 Rear Lift Lobby | Foam | 6ltr | 2021
Trinity College - Biomedical Science (TBSI) | 019 Rear Lift Lobby | Co2 | 2kg | 2021
Trinity College - Biomedical Science (TBSI) | 020 Corridor Outside L7.18 | Foam | 6ltr | 2022
Trinity College - Biomedical Science (TBSI) | 021 Corridor Outside L7.18 | Co2 | 2kg | 2024
Trinity College - Biomedical Science (TBSI) | 022 Research Lab L7.19 (CLASS D L2) | Dry Powder | 9kg (L2) | 2022
Trinity College - Biomedical Science (TBSI) | 023 Research Lab L7.19 | Foam | 6ltr | 2021
Trinity College - Biomedical Science (TBSI) | 024 Research Lab L7.19 | Co2 | 2kg | 2021
Trinity College - Biomedical Science (TBSI) | 025 Research Lab L7.19 | Fire Blanket | 1.8m x 1.2m | 2024
Trinity College - Biomedical Science (TBSI) | 026 Outside Research Lab L7.20 | Water | 6ltr | 2022
Trinity College - Biomedical Science (TBSI) | 027 Outside Research Lab L7.20 | Co2 | 2kg | 2021
Trinity College - Biomedical Science (TBSI) | 028 Research Lab L7.20 (CLASS D L2) | Dry Powder | 9kg (L2) | 2022
Trinity College - Biomedical Science (TBSI) | 029 Research Lab L7.20 | Water | 6ltr | 2024
Trinity College - Biomedical Science (TBSI) | 030 Research Lab L7.20 | Co2 | 2kg | 2024
Trinity College - Biomedical Science (TBSI) | 031 Research Lab L7.20 | Fire Blanket | 1.8m x 1.2m | 2022
Trinity College - Biomedical Science (TBSI) | 032 Instrument Room L7.21 (CLASS D L2) | Dry Powder | 9kg (L2) | 2022
Trinity College - Biomedical Science (TBSI) | 033 Instrument Room L7.21 | Water | 6ltr | 2024
Trinity College - Biomedical Science (TBSI) | 034 Instrument Room L7.21 | Co2 | 2kg | 2024
Trinity College - Biomedical Science (TBSI) | 035 Instrument Room L7.21 | Fire Blanket | 1.8m x 1.2m | 2023
Trinity College - Biomedical Science (TBSI) | 036 Research Lab L7.22 ( CLASS D L2) | Dry Powder | 9kg (L2) | 2022
Trinity College - Biomedical Science (TBSI) | 037 Research Lab L7.22 | Co2 | 2kg | 2021
Trinity College - Biomedical Science (TBSI) | 038 Research Lab L7.22 | Foam | 6ltr | 2021
Trinity College - Biomedical Science (TBSI) | 039 Research Lab L7.22 | Fire Blanket | 1.2m x 1.2m | 2021
Trinity College - Biomedical Science (TBSI) | 040 Outside Instrument Room L7.30 | Foam | 6ltr | 2022
Trinity College - Biomedical Science (TBSI) | 041 Outside Instrument Room L7.30 | Co2 | 2kg | 2021
Trinity College - Biomedical Science (TBSI) | 042 Outside Research Lab L7.23 | Foam | 6ltr | 2021
Trinity College - Biomedical Science (TBSI) | 043 Outside Research Lab L7.23 | Co2 | 2kg | 2023
Trinity College - Biomedical Science (TBSI) | 044 Research Lab L7.23 (CLASS D L2) | Dry Powder | 9kg (L2) | 2022
Trinity College - Biomedical Science (TBSI) | 045 Research Lab L7.23 | Foam | 6ltr | 2021
Trinity College - Biomedical Science (TBSI) | 046 Research Lab L7.23 | Co2 | 2kg | 2021
Trinity College - Biomedical Science (TBSI) | 047 Research Lab L7.23 | Fire Blanket | 1.8m x 1.2m | 2024
Trinity College - Biomedical Science (TBSI) | 048 6th Floor Lift Lobby | Foam | 6ltr | 2021
Trinity College - Biomedical Science (TBSI) | 049 6th Floor Lift Lobby | Co2 | 2kg | 2021
Trinity College - Biomedical Science (TBSI) | 050 Outside 6.04 | Foam | 6ltr | 2021
Trinity College - Biomedical Science (TBSI) | 051 Outside 6.04 | Co2 | 2kg | 2021
Trinity College - Biomedical Science (TBSI) | 052 Outside Pharmacy L6.41 | Foam | 6ltr | 2021
Trinity College - Biomedical Science (TBSI) | 053 Outside Pharmacy L6.41 | Co2 | 2kg | 2021
Trinity College - Biomedical Science (TBSI) | 054 Outside Pharmacy L6.41 | Foam | 6ltr | 2021
Trinity College - Biomedical Science (TBSI) | 055 Outside Pharmacy L6.41 | Co2 | 2kg | 2021
Trinity College - Biomedical Science (TBSI) | 056 Pharmacy Lab L6.41 (class D) | Dry Powder | 9kg (L2) | 2022
Trinity College - Biomedical Science (TBSI) | 057 Pharmacy Lab L6.41 | Co2 | 2kg | 2021
Trinity College - Biomedical Science (TBSI) | 058 Pharmacy Lab L6.41 | Foam | 6ltr | 2021
Trinity College - Biomedical Science (TBSI) | 059 Pharmacy Lab L6.41 | Fire Blanket | 1.2m x 1.2m | 2019
Trinity College - Biomedical Science (TBSI) | 060 Outside Pharmacy Bio L6.37 | Foam | 6ltr | 2021
Trinity College - Biomedical Science (TBSI) | 061 Tissue Culture Room L6.13 | Fire Blanket | 1.8m x 1.2m | 2022
Trinity College - Biomedical Science (TBSI) | 062 Pharmacy Bio L6.37 | Foam | 6ltr | 2021
Trinity College - Biomedical Science (TBSI) | 063 Pharmacy Bio L6.37 | Co2 | 2kg | 2021
Trinity College - Biomedical Science (TBSI) | 064 Pharmacy Bio L6.37 | Fire Blanket | 1.8m x 1.2m | 2022
Trinity College - Biomedical Science (TBSI) | 065 Combined Lab L6.14 | Foam | 6ltr | 2021
Trinity College - Biomedical Science (TBSI) | 066 Combined Lab L6.14 | Fire Blanket | 1.8m x 1.2m | 2022
Trinity College - Biomedical Science (TBSI) | 067 Tissue Culture Room L6.15 | Fire Blanket | 1.8m x 1.2m | 2022
Trinity College - Biomedical Science (TBSI) | 068 Outside Pharmacy Reading Room L6.36 | Co2 | 2kg | 2021
Trinity College - Biomedical Science (TBSI) | 069 Instrument Room L6.21 | Fire Blanket | 1.8m x 1.2m | 2022
Trinity College - Biomedical Science (TBSI) | 070 Combined Lab L6.22 | Foam | 6ltr | 2021
Trinity College - Biomedical Science (TBSI) | 071 Combined Lab L6.22 | Co2 | 2kg | 2015
Trinity College - Biomedical Science (TBSI) | 072 Combined Lab L6.22 | Fire Blanket | 1.8m x 1.2m | 2023
Trinity College - Biomedical Science (TBSI) | 073 McDonald Research Lab L6.35 (CLASS D L2) | Dry Powder | 9kg (L2) | 2022
Trinity College - Biomedical Science (TBSI) | 074 McDonald Research Lab L6.35 | Foam | 6ltr | 2021
Trinity College - Biomedical Science (TBSI) | 075 McDonald Research Lab L6.35 | Co2 | 2kg | 2015
Trinity College - Biomedical Science (TBSI) | 076 McDonald Research Lab L6.35 | Fire Blanket | 1.8m x 1.2m | 2024
Trinity College - Biomedical Science (TBSI) | 077 Outside L6.34 | Foam | 6ltr | 2021
Trinity College - Biomedical Science (TBSI) | 078 Outside L6.34 | Co2 | 2kg | 2021
Trinity College - Biomedical Science (TBSI) | 079 Mass Spectrometry L6.29 | Foam | 6ltr | 2021
Trinity College - Biomedical Science (TBSI) | 080 Mass Spectrometry L6.29 | Co2 | 2kg | 2015
Trinity College - Biomedical Science (TBSI) | 081 6th Floor Lift Lobby Rear | Foam | 6ltr | 2021
Trinity College - Biomedical Science (TBSI) | 082 6th Floor Lift Lobby Rear | Co2 | 2kg | 2021
Trinity College - Biomedical Science (TBSI) | 083 Outside L6.26 | Foam | 6ltr | 2021
Trinity College - Biomedical Science (TBSI) | 084 Outside L6.26 | Co2 | 2kg | 2021
Trinity College - Biomedical Science (TBSI) | 085 5th Floor Lift Lobby | Foam | 6ltr | 2021
Trinity College - Biomedical Science (TBSI) | 086 5th Floor Lift Lobby | Co2 | 2kg | 2021
Trinity College - Biomedical Science (TBSI) | 087 Outside Toilets | Foam | 6ltr | 2021
Trinity College - Biomedical Science (TBSI) | 088 Outside Toilets | Co2 | 2kg | 2021
Trinity College - Biomedical Science (TBSI) | 089 School of Biochemistry L5.08 | Co2 | 2kg | 2021
Trinity College - Biomedical Science (TBSI) | 090 Reading Room L5.60 | Foam | 6ltr | 2021
Trinity College - Biomedical Science (TBSI) | 091 Reading Room L5.60 | Co2 | 2kg | 2015
Trinity College - Biomedical Science (TBSI) | 092 Outside Protein Production L5.63 | Foam | 6ltr | 2021
Trinity College - Biomedical Science (TBSI) | 093 Outside Protein Production L5.63 | Co2 | 2kg | 2021
Trinity College - Biomedical Science (TBSI) | 094 Combined Lab L5.48 | Foam | 6ltr | 2021
Trinity College - Biomedical Science (TBSI) | 095 Combined Lab L5.48 | Fire Blanket | 1.8m x 1.2m | 2022
Trinity College - Biomedical Science (TBSI) | 096 Combined Lab L5.48 | Foam | 6ltr | 2021
Trinity College - Biomedical Science (TBSI) | 097 Combined Lab L5.48 | Co2 | 2kg | 2015
Trinity College - Biomedical Science (TBSI) | 098 Combined Lab L5.48 | Fire Blanket | 1.8m x 1.2m | 2022
Trinity College - Biomedical Science (TBSI) | 099 Combined Lab L5.48 | Foam | 6ltr | 2021
Trinity College - Biomedical Science (TBSI) | 100 Combined Lab L5.48 | Co2 | 2kg | 2015
Trinity College - Biomedical Science (TBSI) | 101 Combined Lab L5.48 | Fire Blanket | 1.8m x 1.2m | 2022
Trinity College - Biomedical Science (TBSI) | 102 Outside Combined Lab L5.48 | Foam | 6ltr | 2021
Trinity College - Biomedical Science (TBSI) | 103 Outside Combined Lab L5.48 | Co2 | 2kg | 2021
Trinity College - Biomedical Science (TBSI) | 104 Outside Reading Room L5.11 | Foam | 6ltr | 2021
Trinity College - Biomedical Science (TBSI) | 105 Outside Reading Room L5.11 | Co2 | 2kg | 2021
Trinity College - Biomedical Science (TBSI) | 106 L5.55 equipment room | Fire Blanket | 1.8m x 1.2m | 2024
Trinity College - Biomedical Science (TBSI) | 107 Outside Tissue Culture L5.27 | Foam | 6ltr | 2021
Trinity College - Biomedical Science (TBSI) | 108 Outside Tissue Culture L5.27 | Co2 | 2kg | 2021
Trinity College - Biomedical Science (TBSI) | 109 Outside Kitchen L5.20 | Foam | 6ltr | 2021
Trinity College - Biomedical Science (TBSI) | 109A Room L5.21 | Fire Blanket | 1.2m x 1.2m | 2015
Trinity College - Biomedical Science (TBSI) | 110 Kitchen L5.20 | Co2 | 2kg | 2022
Trinity College - Biomedical Science (TBSI) | 111 Kitchen L5.20 | Fire Blanket | 1.8m x 1.2m | 2024
Trinity College - Biomedical Science (TBSI) | 111A tissue centre L 5.27 | Fire Blanket | 1.8m x 1.2m | 2022
Trinity College - Biomedical Science (TBSI) | 111B tissue culture L 5.26 | Fire Blanket | 1.2m x 1.2m | 2022
Trinity College - Biomedical Science (TBSI) | 112 Outside Store Room L5.21 | Co2 | 2kg | 2023
Trinity College - Biomedical Science (TBSI) | 113 Tissue Culture L5.25 | Fire Blanket | 1.8m x 1.2m | 2022
Trinity College - Biomedical Science (TBSI) | 114 Lab L5.24 | Fire Blanket | 1.8m x 1.2m | 2022
Trinity College - Biomedical Science (TBSI) | 115 Lab L5.24 | Foam | 6ltr | 2021
Trinity College - Biomedical Science (TBSI) | 116 Lab L5.24 | Co2 | 2kg | 2015
Trinity College - Biomedical Science (TBSI) | 117 Outside Lab L5.24 | Foam | 6ltr | 2021
Trinity College - Biomedical Science (TBSI) | 118 Outside Lab L5.24 | Co2 | 2kg | 2021
Trinity College - Biomedical Science (TBSI) | 119 Outside Elevator door | Co2 | 2kg | 2021
Trinity College - Biomedical Science (TBSI) | 120 Chemical Inventory L5.4 | Co2 | 2kg | 2021
Trinity College - Biomedical Science (TBSI) | 121 Chemical Inventory Lab L5.4 | Fire Blanket | 1.2m x 1.2m | 2021
Trinity College - Biomedical Science (TBSI) | 121A lab L5.40 | Foam | 6ltr | 2020
Trinity College - Biomedical Science (TBSI) | 122 Outside Reading Room L5.43 | Foam | 6ltr | 2021
Trinity College - Biomedical Science (TBSI) | 123 Outside Reading Room L5.43 | Co2 | 2kg | 2021
Trinity College - Biomedical Science (TBSI) | 124 5th Floor Lift Lobby Rear | Foam | 6ltr | 2021
Trinity College - Biomedical Science (TBSI) | 125 5th Floor Lift Lobby Rear | Co2 | 2kg | 2021
Trinity College - Biomedical Science (TBSI) | 126 Outside Cold Room L5.29 | Foam | 6ltr | 2021
Trinity College - Biomedical Science (TBSI) | 127 Outside Cold Room L5.29 | Co2 | 2kg | 2021
Trinity College - Biomedical Science (TBSI) | 128 Lab 5.46 | Foam | 6ltr | 2021
Trinity College - Biomedical Science (TBSI) | 129 Lab 5.46 | Fire Blanket | 1.2m x 1.2m | 2021
Trinity College - Biomedical Science (TBSI) | 130 reception lift lobby. ******** | Foam | 6ltr | 2021
Trinity College - Biomedical Science (TBSI) | 130A through door to new extension area | Foam | 6ltr | 2019
Trinity College - Biomedical Science (TBSI) | 130B new extension area | Co2 | 2kg | 2019
Trinity College - Biomedical Science (TBSI) | 130C follow corridor to double doors | Foam | 6ltr | 2019
Trinity College - Biomedical Science (TBSI) | 130D follow corridor to double doors | Co2 | 2kg | 2019
Trinity College - Biomedical Science (TBSI) | 130E up steps to office area | Foam | 6ltr | 2019
Trinity College - Biomedical Science (TBSI) | 130F up steps to office area | Co2 | 2kg | 2019
Trinity College - Biomedical Science (TBSI) | 130G offcie fire exit | Foam | 6ltr | 2019
Trinity College - Biomedical Science (TBSI) | 130H office fire exit | Co2 | 2kg | 2019
Trinity College - Biomedical Science (TBSI) | 131 reception lift lobby | Co2 | 2kg | 2021
Trinity College - Biomedical Science (TBSI) | 132 follow corridor to fire exit at stars at lift | Foam | 6ltr | 2021
Trinity College - Biomedical Science (TBSI) | 133 follow corridor to fire exit at lifts | Co2 | 2kg | 2021
Trinity College - Biomedical Science (TBSI) | 138 Reception | Foam | 6ltr | 2021
Trinity College - Biomedical Science (TBSI) | 139 Reception | Co2 | 2kg | 2021
Trinity College - Biomedical Science (TBSI) | 140 Loading bay | Foam | 6ltr | 2021
Trinity College - Biomedical Science (TBSI) | 141 Loading Bay | Foam | 6ltr | 2021
Trinity College - Biomedical Science (TBSI) | 141a Trinity plant room in underground carpark | Co2 | 5kg | 2024
Trinity College - Biomedical Science (TBSI) | 142 B1 Outside Toilets | Co2 | 2kg | 2021
Trinity College - Biomedical Science (TBSI) | 143 Outside office | Foam | 6ltr | 2021
Trinity College - Biomedical Science (TBSI) | 144 Outside Office | Co2 | 2kg | 2021
Trinity College - Biomedical Science (TBSI) | 145 B1 Lift Lobby | Foam | 6ltr | 2021
Trinity College - Biomedical Science (TBSI) | 146 B1 Lift Lobby | Co2 | 2kg | 2021
Trinity College - Biomedical Science (TBSI) | 147 Outside Stanley Quek Lecture Theatre | Foam | 6ltr | 2021
Trinity College - Biomedical Science (TBSI) | 148 Outside Stanley Quek Lecture Theatre | Co2 | 2kg | 2021
Trinity College - Biomedical Science (TBSI) | 149 B2 Lift Lobby | Foam | 6ltr | 2021
Trinity College - Biomedical Science (TBSI) | 150 B2 Lift Lobby | Co2 | 2kg | 2021
Trinity College - Biomedical Science (TBSI) | 151 Lobby Outside Toilets | Foam | 6ltr | 2021
Trinity College - Biomedical Science (TBSI) | 152 Lobby Outside Toilets | Co2 | 2kg | 2021
Trinity College - Biomedical Science (TBSI) | 153 Outside B2.18 | Water | 6ltr | 2022
Trinity College - Biomedical Science (TBSI) | 154 Outside B2.18 | Co2 | 2kg | 2022
Trinity College - Biomedical Science (TBSI) | 155 Outside Seminar Room B2.74 | Foam | 6ltr | 2021
Trinity College - Biomedical Science (TBSI) | 156 Outside Seminar Room B2.74 | Co2 | 2kg | 2021
Trinity College - Biomedical Science (TBSI) | 157 Comms Room B2.35 | Co2 | 2kg | 2021
Trinity College - Biomedical Science (TBSI) | 158 Boiler Room B2.34 | Dry Powder | 6kg | 2021
Trinity College - Biomedical Science (TBSI) | 159 Boiler Room B2.34 | Co2 | 5kg | 2021
Trinity College - Biomedical Science (TBSI) | 160 MW Switch Room B2.23 | Co2 | 5kg | 2021
Trinity College - Biomedical Science (TBSI) | 161 Outside Switch Room B2.23 | Foam | 6ltr | 2021
Trinity College - Biomedical Science (TBSI) | 162 Outside Switch Room B2.23 | Co2 | 2kg | 2021
Trinity College - Biomedical Science (TBSI) | 163 LV Switch Room B2.24 | Co2 | 5kg | 2021
Trinity College - Biomedical Science (TBSI) | 164 Generator Room B2.25 | Dry Powder | 6kg | 2021
Trinity College - Biomedical Science (TBSI) | 165 Doors to Lift | Foam | 6ltr | 2021
Trinity College - Biomedical Science (TBSI) | 166 Doors to Lift | Co2 | 2kg | 2021
Trinity College - Biomedical Science (TBSI) | 167 Lift Lobby | Foam | 6ltr | 2021
Trinity College - Biomedical Science (TBSI) | 168 Lift Lobby | Co2 | 2kg | 2021
Trinity College - Biomedical Science (TBSI) | 169 AEC Office | Foam | 6ltr | 2023
Trinity College - Biomedical Science (TBSI) | 170 AEC Office | Co2 | 2kg | 2021
Trinity College - Biomedical Science (TBSI) | 171 AEC Office | Fire Blanket | 1.8m x 1.2m | 2024
Trinity College - Biomedical Science (TBSI) | 172 TBSI Chiller Room B2.28 | Dry Powder | 6kg | 2021
Trinity College - Biomedical Science (TBSI) | 173 TBSI Chiller Room B2.28 | Co2 | 5kg | 2021
Trinity College - Biomedical Science (TBSI) | 174 Outside Chiller Room CB2.08 | Foam | 6ltr | 2021
Trinity College - Biomedical Science (TBSI) | 175 Outside Chiller Room CB2.08 | Co2 | 2kg | 2021
Trinity College - Biomedical Science (TBSI) | 176 Outside Instrument Room B2.45 | Foam | 6ltr | 2021
Trinity College - Biomedical Science (TBSI) | 177 Outside Instrument Room B2.45 | Co2 | 2kg | 2021
Trinity College - Biomedical Science (TBSI) | 177A electrical switch room opposite CB2.08 | Dry Powder | 9kg | 2020
Trinity College - Biomedical Science (TBSI) | 177B electrical switch room near CB2.08 NO ACCESS | Co2 | 5kg | 2021
Trinity College - Biomedical Science (TBSI) | 177C transformer room next to switch room | Dry Powder | 6kg | 2021
Trinity College - Biomedical Science (TBSI) | 178 lab B2.44 (CLASS D L2) | Dry Powder | 9kg (L2) | 2022
Trinity College - Biomedical Science (TBSI) | 179 lab B2.44 | Foam | 6ltr | 2021
Trinity College - Biomedical Science (TBSI) | 180 lab B2.44 | Fire Blanket | 1.8m x 1.2m | 2022
Trinity College - Biomedical Science (TBSI) | 181 room next to fire exit units | Foam | 6ltr | 2023
Trinity College - Biomedical Science (TBSI) | 182 End or Corridor | Foam | 6ltr | 2021
Trinity College - Biomedical Science (TBSI) | 183 End of Corridor | Co2 | 2kg | 2021
Trinity College - Biomedical Science (TBSI) | 184 Outside Lab B2.44 | Water | 6ltr | 2022
Trinity College - Biomedical Science (TBSI) | 185 Outside Lab B2.44 | Co2 | 2kg | 2022
Trinity College - Biomedical Science (TBSI) | 186 Outside Seminar Room B2.50 | Foam | 6ltr | 2021
Trinity College - Biomedical Science (TBSI) | 187 Outside Seminar Room B2.50 | Co2 | 2kg | 2021
Trinity College - Biomedical Science (TBSI) | 188 Lab B2.51 | Foam | 6ltr | 2021
Trinity College - Biomedical Science (TBSI) | 189 Outside B2.52 | Foam | 6ltr | 2021
Trinity College - Biomedical Science (TBSI) | 190 Outside B2.52 | Co2 | 2kg | 2021
Trinity College - Biomedical Science (TBSI) | 191 Physiology Lab B2.39 | Foam | 6ltr | 2021
Trinity College - Biomedical Science (TBSI) | 192 Outside Seminar Room B2.38 | Foam | 6ltr | 2021
Trinity College - Biomedical Science (TBSI) | 193 Outside Seminar Room B2.38 | Co2 | 2kg | 2021
Trinity College - Biomedical Science (TBSI) | 194 Pharmacy Analytical B2.56 | Foam | 6ltr | 2021
Trinity College - Biomedical Science (TBSI) | 195 Pharmacy Analytical B2.56 | Co2 | 2kg | 2022
Trinity College - Biomedical Science (TBSI) | 196 outside Pharmacy Analytical B2.56 | Foam | 6ltr | 2021
Trinity College - Biomedical Science (TBSI) | 197 End of Corridor | Foam | 6ltr | 2021
Trinity College - Biomedical Science (TBSI) | 198 End of Corridor | Co2 | 2kg | 2021
Trinity College - Biomedical Science (TBSI) | 201 Fire Exit | Foam | 6ltr | 2021
Trinity College - Biomedical Science (TBSI) | 202 Fire Exit | Co2 | 2kg | 2021
Trinity College - Biomedical Science (TBSI) | 203 Waste Area | Foam | 6ltr | 2021
Trinity College - Biomedical Science (TBSI) | 204 Waste Area | Dry Powder | 6kg | 2022
Trinity College - Biomedical Science (TBSI) | 205 Waste Area | Co2 | 2kg | 2022
Trinity College - Biomedical Science (TBSI) | 206 Corridor to Seminar Room | Foam | 6ltr | 2021
Trinity College - Biomedical Science (TBSI) | 207 Corridor to Seminar Room | Co2 | 2kg | 2021
Trinity College - Biomedical Science (TBSI) | 208 Lecture Theatre | Foam | 6ltr | 2021
Trinity College - Biomedical Science (TBSI) | 209 Lecture Theatre | Co2 | 2kg | 2019
Trinity College - Biomedical Science (TBSI) | 210 Lecture Theatre | Foam | 6ltr | 2021
Trinity College - Biomedical Science (TBSI) | 211 Lecture Theatre | Co2 | 2kg | 2021
Trinity College - Biomedical Science (TBSI) | 212 Lecture Theatre | Foam | 6ltr | 2021
Trinity College - Biomedical Science (TBSI) | 213 Lecture Theatre | Co2 | 2kg | 2021
Trinity College - Biomedical Science (TBSI) | 214 Lecture Theatre | Foam | 6ltr | 2021
Trinity College - Biomedical Science (TBSI) | 215 Lecture Theatre | Co2 | 2kg | 2021
Trinity College - Biomedical Science (TBSI) | 216 B3 Lift Lobby | Foam | 9ltr | 2022
Trinity College - Biomedical Science (TBSI) | 217 B3 Lift Lobby | Co2 | 2kg | 2021
Trinity College - Biomedical Science (TBSI) | 220 Corridor Outside Cryogenics | Foam | 6ltr | 2021
Trinity College - Biomedical Science (TBSI) | 221 Corridor Outside Cryogenics | Co2 | 2kg | 2022
Trinity College - Biomedical Science (TBSI) | 221A fire exit toward fire stairs (Code from AEC) | Water | 6ltr | 2022
Trinity College - Biomedical Science (TBSI) | 221B towards fire exit stairs | Co2 | 2kg | 2022
Trinity College - Biomedical Science (TBSI) | 221C coded door at unit 221 | Foam | 6ltr | 2021
Trinity College - Biomedical Science (TBSI) | 221D Coded door at unit 221A | Co2 | 2kg | 2021
Trinity College - Biomedical Science (TBSI) | 222 Cryogenics SIGN | Foam | 6ltr | 2021
Trinity College - Biomedical Science (TBSI) | 223 Cryogenics SIGN | Co2 | 2kg | 2021
Trinity College - Biomedical Science (TBSI) | 223A room next to unit 223 | Co2 | 2kg | 2022
Trinity College - Biomedical Science (TBSI) | 223B room next unit 223 | Foam | 6ltr | 2022
Trinity College - Biomedical Science (TBSI) | 224 Outside Mens Toilet | Foam | 6ltr | 2021
Trinity College - Biomedical Science (TBSI) | 225 Outside Mens Toilet | Co2 | 2kg | 2021
Trinity College - Biomedical Science (TBSI) | 225A switchroom beside toilets | Co2 | 2kg | 2023
Trinity College - Biomedical Science (TBSI) | 225B KITCHEN | Fire Blanket | 1.8m x 1.2m | 2022
Trinity College - Biomedical Science (TBSI) | 225C Kitchen | Co2 | 2kg | 2022
Trinity College - Biomedical Science (TBSI) | 226 Outside Ladies Toilet | Foam | 6ltr | 2021
Trinity College - Biomedical Science (TBSI) | 227 Outside Ladies Toilet | Co2 | 2kg | 2021
Trinity College - Biomedical Science (TBSI) | 228 Corridor | Foam | 6ltr | 2021
Trinity College - Biomedical Science (TBSI) | 228 Corridor | Co2 | 2kg | 2023
Trinity College - Biomedical Science (TBSI) | 229A Cat 2 Labs | Foam | 6ltr | 2020
Trinity College - Biomedical Science (TBSI) | 229B Cat 2 Labs | Co2 | 2kg | 2020
Trinity College - Biomedical Science (TBSI) | 229C next room Cat Labs 2 | Foam | 6ltr | 2020
Trinity College - Biomedical Science (TBSI) | 229D Next room Cat 2 Labs | Co2 | 2kg | 2020
Trinity College - Biomedical Science (TBSI) | 230 Outside Student Lockers | Co2 | 2kg | 2021
Trinity College - Biomedical Science (TBSI) | 231 Corridor After Lockers | Foam | 6ltr | 2021
Trinity College - Biomedical Science (TBSI) | 231A In storeroom beside unit 232 and 231 | Co2 | 5kg | 2023
Trinity College - Biomedical Science (TBSI) | 232 Corridor After Lockers | Co2 | 2kg | 2021
Trinity College - Biomedical Science (TBSI) | 232A in store room opposite unit 232 | Foam | 6ltr | 2021
Trinity College - Biomedical Science (TBSI) | 232B in store room opposite unit 232 | Co2 | 2kg | 2021
Trinity College - Biomedical Science (TBSI) | 233 At Red Doors | Foam | 6ltr | 2021
Trinity College - Biomedical Science (TBSI) | 234 At Red Doors | Co2 | 2kg | 2021
Trinity College - Biomedical Science (TBSI) | 235 Between Red Doors | Foam | 6ltr | 2021
Trinity College - Biomedical Science (TBSI) | 236 Between Red Doors | Co2 | 2kg | 2021
Trinity College - Biomedical Science (TBSI) | 237 B3 Lift Lobby | Foam | 6ltr | 2021
Trinity College - Biomedical Science (TBSI) | 238 B3 Lift Lobby | Co2 | 2kg | 2021
Trinity College - Biomedical Science (TBSI) | 239 TBSI Calorifier Room B3.28 | Dry Powder | 6kg | 2021
Trinity College - Biomedical Science (TBSI) | 240 TBSI Calorifier Room B3.28 | Co2 | 5kg | 2021
Trinity College - Biomedical Science (TBSI) | 241 Outside Liquid Nitrogen ROOM NEW BRACKET | Foam | 6ltr | 2021
Trinity College - Biomedical Science (TBSI) | 242 Outside Liquid Nitrogen Room | Co2 | 2kg | 2021
Trinity College - Biomedical Science (TBSI) | 243 PPE Main Door | Foam | 6ltr | 2021
Trinity College - Biomedical Science (TBSI) | 244 PPE Main Door | Co2 | 2kg | 2021
Trinity College - Biomedical Science (TBSI) | 245 Emergency Exit | Foam | 6ltr | 2021
Trinity College - Biomedical Science (TBSI) | 246 Emergency Exit | Co2 | 2kg | 2021
Trinity College - Biomedical Science (TBSI) | 247 Bio resources | Foam | 6ltr | 2021
Trinity College - Biomedical Science (TBSI) | 248 Bio Resources | Co2 | 2kg | 2021
Trinity College - Biomedical Science (TBSI) | 249 Staff Room B3.115 | Foam | 6ltr | 2022
Trinity College - Biomedical Science (TBSI) | 250 Staff Room B3.115 | Co2 | 2kg | 2021
Trinity College - Biomedical Science (TBSI) | 251 Staff Room B3.115 | Fire Blanket | 1.8m x 1.2m | 2022
Trinity College - Biomedical Science (TBSI) | 252 Outside Toilets | Foam | 6ltr | 2021
Trinity College - Biomedical Science (TBSI) | 253 Outside Toilets | Co2 | 2kg | 2021
Trinity College - Biomedical Science (TBSI) | 254 Service Area B3.122 | Foam | 6ltr | 2021
Trinity College - Biomedical Science (TBSI) | 258 Research Lab | Co2 | 2kg | 2021
Trinity College - Biomedical Science (TBSI) | 256 Rear of Service Area | Foam | 6ltr | 2021
Trinity College - Biomedical Science (TBSI) | 257 Rear of Service Area | Co2 | 2kg | 2021
Trinity College - Biomedical Science (TBSI) | 258 Research Lab | Foam | 6ltr | 2021
Trinity College - Biomedical Science (TBSI) | 259 Research Lab | Co2 | 2kg | 2021
Trinity College - Biomedical Science (TBSI) | 260 Research Lab | Foam | 6ltr | 2021
Trinity College - Biomedical Science (TBSI) | 261 Research Lab | Co2 | 2kg | 2021
Trinity College - Biomedical Science (TBSI) | 262 Production Lab | Foam | 6ltr | 2021
Trinity College - Biomedical Science (TBSI) | 263 Production Lab | Co2 | 2kg | 2021
Trinity College - Biomedical Science (TBSI) | 264 Production Lab | Foam | 6ltr | 2021
Trinity College - Biomedical Science (TBSI) | 265 Production Lab | Co2 | 2kg | 2021
Trinity College - Biomedical Science (TBSI) | 266 Production Lab | Foam | 6ltr | 2023
Trinity College - Biomedical Science (TBSI) | 267 Production Lab | Co2 | 2kg | 2021
Trinity College - Biomedical Science (TBSI) | 267a Production Lab | Fire Blanket | 1.2m x 1.2m | 2015
Trinity College - Biomedical Science (TBSI) | 268 Production Lab | Foam | 6ltr | 2023
Trinity College - Biomedical Science (TBSI) | 269 Production Lab | Co2 | 2kg | 2021
Trinity College - Biomedical Science (TBSI) | 270 production Lab | Water | 6ltr | 2024
Trinity College - Biomedical Science (TBSI) | 271 Corridor | Water | 6ltr | 2024
Trinity College - Biomedical Science (TBSI) | 272 Corridor | Co2 | 2kg | 2021
Trinity College - Biomedical Science (TBSI) | 273 End of Corridor | Foam | 6ltr | 2021
Trinity College - Biomedical Science (TBSI) | 274 End of Corridor | Co2 | 2kg | 2021
Trinity College - Biomedical Science (TBSI) | 275 Conventional Area | Foam | 6ltr | 2021
Trinity College - Biomedical Science (TBSI) | 276 Conventional Area | Co2 | 2kg | 2021
Trinity College - Biomedical Science (TBSI) | 285 4th floor lift lobby | Foam | 6ltr | 2021
Trinity College - Biomedical Science (TBSI) | 286 4th floor loft lobby | Co2 | 2kg | 2021
Trinity College - Biomedical Science (TBSI) | 287 outside side lab L4.32 | Foam | 6ltr | 2021
Trinity College - Biomedical Science (TBSI) | 288 outside lab L4.32 | Co2 | 2kg | 2021
Trinity College - Biomedical Science (TBSI) | 289 inside lab L4.32 | Foam | 6ltr | 2021
Trinity College - Biomedical Science (TBSI) | 290 inside lab L4.32 | Fire Blanket | 1.2m x 1.2m | 2021
Trinity College - Biomedical Science (TBSI) | 291 outside lab L4.37 | Co2 | 2kg | 2021
Trinity College - Biomedical Science (TBSI) | 292 outside lab L4.31 | Foam | 6ltr | 2021
Trinity College - Biomedical Science (TBSI) | 293 outside lab L4.31 | Co2 | 2kg | 2021
Trinity College - Biomedical Science (TBSI) | 294 inside Lab L4.22 combined lab | Foam | 6ltr | 2021
Trinity College - Biomedical Science (TBSI) | 295 lab L4.22 | Co2 | 2kg | 2015
Trinity College - Biomedical Science (TBSI) | 296 lab L4.22 | Fire Blanket | 1.8m x 1.2m | 2022
Trinity College - Biomedical Science (TBSI) | 296 lab L4.22 | Fire Blanket | 1.8m x 1.2m | 2020
Trinity College - Biomedical Science (TBSI) | 297 L4.22 | Co2 | 2kg | 2015
Trinity College - Biomedical Science (TBSI) | 298 Lab L4.22 | Foam | 6ltr | 2021
Trinity College - Biomedical Science (TBSI) | 299 L4.22 | Fire Blanket | 1.8m x 1.2m | 2022
Trinity College - Biomedical Science (TBSI) | 300 virus room L4.23 | Foam | 6ltr | 2020
Trinity College - Biomedical Science (TBSI) | 301 corridor outside L4.22 | Co2 | 2kg | 2021
Trinity College - Biomedical Science (TBSI) | 302 outside toilet towards sitting | Co2 | 2kg | 2021
Trinity College - Biomedical Science (TBSI) | 303 L4.04 | Foam | 6ltr | 2021
Trinity College - Biomedical Science (TBSI) | 304 L4.04 | Fire Blanket | 1.8m x 1.2m | 2022
Trinity College - Biomedical Science (TBSI) | 305 outside L4.18 | Foam | 6ltr | 2021
Trinity College - Biomedical Science (TBSI) | 306 corridor oitside L4.18 | Co2 | 2kg | 2021
Trinity College - Biomedical Science (TBSI) | 307 outside lab L4.18 | Co2 | 2kg | 2021
Trinity College - Biomedical Science (TBSI) | 308 lab L4.11 | Foam | 6ltr | 2021
Trinity College - Biomedical Science (TBSI) | 309 lab L4.11 | Fire Blanket | 1.2m x 1.2m | 2021
Trinity College - Biomedical Science (TBSI) | 310 outside lab L4.11 | Foam | 6ltr | 2021
Trinity College - Biomedical Science (TBSI) | 311 outside L4.11 | Co2 | 2kg | 2021
Trinity College - Biomedical Science (TBSI) | 312 3rd floor lift lobby | Foam | 6ltr | 2021
Trinity College - Biomedical Science (TBSI) | 313 3rd floor lift lobby | Co2 | 2kg | 2021
Trinity College - Biomedical Science (TBSI) | 314 through sitting area by L3.36 bioengineering | Co2 | 2kg | 2021
Trinity College - Biomedical Science (TBSI) | 315 inside L3.36 bioengineering | Co2 | 2kg | 2021
Trinity College - Biomedical Science (TBSI) | 316 facing unit 314 | Co2 | 2kg | 2021
Trinity College - Biomedical Science (TBSI) | 317 outside lab L3.30 | Foam | 6ltr | 2021
Trinity College - Biomedical Science (TBSI) | 318 outside lab L3.30 | Co2 | 2kg | 2021
Trinity College - Biomedical Science (TBSI) | 319 inside lab L3.31 | Foam | 6ltr | 2021
Trinity College - Biomedical Science (TBSI) | 320 L3.31 | Fire Blanket | 1.8m x 1.2m | 2022
Trinity College - Biomedical Science (TBSI) | 321 Lab L3.30 | Foam | 6ltr | 2021
Trinity College - Biomedical Science (TBSI) | 322 lab L3.30 | Fire Blanket | 1.8m x 1.8m | 2024
Trinity College - Biomedical Science (TBSI) | 323 corridor outside Lab L3.22 | Co2 | 2kg | 2021
Trinity College - Biomedical Science (TBSI) | 324 lab L3.22 | Foam | 6ltr | 2021
Trinity College - Biomedical Science (TBSI) | 325 lab L3.22 | Co2 | 2kg | 2015
Trinity College - Biomedical Science (TBSI) | 326 L4 3.22 | Co2 | 2kg | 2015
Trinity College - Biomedical Science (TBSI) | 327 L3.22 | Fire Blanket | 1.8m x 1.2m | 2024
Trinity College - Biomedical Science (TBSI) | 328 mid lab | Fire Blanket | 1.8m x 1.2m | 2024
Trinity College - Biomedical Science (TBSI) | 329 Lab 3.22 | Foam | 6ltr | 2021
Trinity College - Biomedical Science (TBSI) | 330 lab L3.22 | Co2 | 2kg | 2015
Trinity College - Biomedical Science (TBSI) | 331 L3.22 | Fire Blanket | 1.2m x 1.2m | 2021
Trinity College - Biomedical Science (TBSI) | 332 outside toilets at sitting area | Foam | 6ltr | 2021
Trinity College - Biomedical Science (TBSI) | 333 outside toilets | Co2 | 2kg | 2021
Trinity College - Biomedical Science (TBSI) | 334 outside L3.10 | Foam | 6ltr | 2021
Trinity College - Biomedical Science (TBSI) | 335 outside L3.10 | Co2 | 2kg | 2021
Trinity College - Biomedical Science (TBSI) | 336 outside lab L3.16 | Co2 | 2kg | 2021
Trinity College - Biomedical Science (TBSI) | 337 inside lab L3.16 | Fire Blanket | 1.8m x 1.2m | 2023
Trinity College - Biomedical Science (TBSI) | 338 outside lab 3.17 | Foam | 6ltr | 2021
Trinity College - Biomedical Science (TBSI) | 339 outside lab L3.17 | Co2 | 2kg | 2021
Trinity College - Biomedical Science (TBSI) | 340 lab L3.12 | Foam | 6ltr | 2021
Trinity College - Biomedical Science (TBSI) | 341 lab L3.12 | Fire Blanket | 1.8m x 1.2m | 2022
Trinity College - Biomedical Science (TBSI) | 342 outside lab L3.19 radiation room 1 | Co2 | 2kg | 2021
Trinity College - Biomedical Science (TBSI) | 343 2nd floor lift lobby | Foam | 6ltr | 2021
Trinity College - Biomedical Science (TBSI) | 344 2nd floor lift lobby | Co2 | 2kg | 2021
Trinity College - Biomedical Science (TBSI) | 344A Second Floor Canteen | Co2 | 2kg | 2022
Trinity College - Biomedical Science (TBSI) | 345 2nd floor canteen area | Foam | 6ltr | 2021
Trinity College - Biomedical Science (TBSI) | 345A Second Floor Canteen | Water | 6ltr | 2022
Trinity College - Biomedical Science (TBSI) | 346 2nd floor canteen area | Co2 | 2kg | 2022
Trinity College - Biomedical Science (TBSI) | 347 Outside lab L2.34 | Foam | 6ltr | 2021
Trinity College - Biomedical Science (TBSI) | 348 L2.34 | Co2 | 2kg | 2021
Trinity College - Biomedical Science (TBSI) | 349 lab facing L2.34 | Foam | 6ltr | 2021
Trinity College - Biomedical Science (TBSI) | 350 facing lab L2.34 | Fire Blanket | 1.8m x 1.2m | 2022
Trinity College - Biomedical Science (TBSI) | 351 internal lab | Fire Blanket | 1.8m x 1.2m | 2024
Trinity College - Biomedical Science (TBSI) | 352 at doors beside lift lobby | Foam | 6ltr | 2021
Trinity College - Biomedical Science (TBSI) | 353 doors beside lift lobby | Co2 | 2kg | 2021
Trinity College - Biomedical Science (TBSI) | 354 corridor outside L2.20 | Foam | 6ltr | 2021
Trinity College - Biomedical Science (TBSI) | 355 corridor outside L2.20 | Co2 | 2kg | 2021
Trinity College - Biomedical Science (TBSI) | 356 inside physiology lab | Foam | 6ltr | 2021
Trinity College - Biomedical Science (TBSI) | 357 physiology lab | Fire Blanket | 1.8m x 1.2m | 2022
Trinity College - Biomedical Science (TBSI) | 358 towards toilets | Co2 | 2kg | 2021
Trinity College - Biomedical Science (TBSI) | 358A level 2 Outside toliets | Foam | 6ltr | 2021
Trinity College - Biomedical Science (TBSI) | 358B Level 2 Outside toliets | Co2 | 2kg | 2021
Trinity College - Biomedical Science (TBSI) | 359 inside school of medicine | Foam | 6ltr | 2021
Trinity College - Biomedical Science (TBSI) | 360 inside school of medicine | Co2 | 2kg | 2021
Trinity College - Biomedical Science (TBSI) | 363 inside lecture theatre | Foam | 6ltr | 2021
Trinity College - Biomedical Science (TBSI) | 364 inside lecture theatre | Co2 | 2kg | 2021
Trinity College - Biomedical Science (TBSI) | 365 inside lecture theatre | Foam | 6ltr | 2021
Trinity College - Biomedical Science (TBSI) | 366 inside lecture theatre | Co2 | 2kg | 2021
Trinity College - Biomedical Science (TBSI) | 367 outside top of anatomy lecture hall | Foam | 6ltr | 2021
Trinity College - Biomedical Science (TBSI) | 368 outside top of anatomy lecture hall | Co2 | 2kg | 2021
Trinity College - Biomedical Science (TBSI) | 369 1st floor lift lobby | Foam | 6ltr | 2021
Trinity College - Biomedical Science (TBSI) | 370 1st floor lift lobby | Co2 | 2kg | 2021
Trinity College - Biomedical Science (TBSI) | 371 big church area next to sitting area | Foam | 6ltr | 2021
Trinity College - Biomedical Science (TBSI) | 372 church area | Co2 | 2kg | 2021
Trinity College - Biomedical Science (TBSI) | 373 atomany dept | Foam | 6ltr | 2021
Trinity College - Biomedical Science (TBSI) | 374 atamony dept | Co2 | 2kg | 2021
Trinity College - Biomedical Science (TBSI) | 375 inside morgue | Foam | 6ltr | 2021
Trinity College - Biomedical Science (TBSI) | 376 inside morgue | Foam | 6ltr | 2021
Trinity College - Biomedical Science (TBSI) | 377 into massive room with steel beds | Foam | 6ltr | 2021
Trinity College - Biomedical Science (TBSI) | 378 out fire exit beside lift | Foam | 6ltr | 2021
Trinity College - Biomedical Science (TBSI) | 379 out fire exit beside lift | Co2 | 2kg | 2021
Trinity College - Biomedical Science (TBSI) | 380 go out of Lab bottom door to fire exit door | Foam | 6ltr | 2021
Trinity College - Biomedical Science (TBSI) | 381 next to 380 | Co2 | 2kg | 2021
Trinity College - Biomedical Science (TBSI) | 382 through fire exit outside theatre | Foam | 6ltr | 2021
Trinity College - Biomedical Science (TBSI) | 383 outside theatre | Co2 | 2kg | 2021
Trinity College - Biomedical Science (TBSI) | 384 inside lecture theatre | Foam | 6ltr | 2021
Trinity College - Biomedical Science (TBSI) | 385 lecture theatre | Co2 | 2kg | 2021
Trinity College - Biomedical Science (TBSI) | 386 fire exit far side of theatre | Foam | 6ltr | 2021
Trinity College - Biomedical Science (TBSI) | 387 far side of lecture theatre | Co2 | 2kg | 2021
Trinity College - Biomedical Science (TBSI) | 388 outside L1.04 | Co2 | 2kg | 2021
Trinity College - Biomedical Science (TBSI) | 389 inside L1.04 | Foam | 6ltr | 2021
Trinity College - Biomedical Science (TBSI) | 389A- inside L1.04 | Fire Blanket | 1.2m x 1.2m | 2021
Trinity College - Biomedical Science (TBSI) | 390 outside toilets in corridor | Foam | 6ltr | 2021
Trinity College - Biomedical Science (TBSI) | 391 outside toilets in corridor | Co2 | 2kg | 2021
Trinity College - Boat Club Islandbridge | 001 Entrance | Water | 6ltr | 2021
Trinity College - Boat Club Islandbridge | 002 kitchen RHS of entrance | Dry Powder | 2kg | 2021
Trinity College - Boat Club Islandbridge | 003 kitchen RHS of entrance | Fire Blanket | 1.0m x 1.0m | 2018
Trinity College - Boat Club Islandbridge | 004 Bar on LHS of entrance | Water | 6ltr | 2021
Trinity College - Boat Club Islandbridge | 005 Long Room (GYM) | Water | 6ltr | 2021
Trinity College - Boat Club Islandbridge | 006 Basement | Foam | 6ltr | 2022
Trinity College - Boat Club Islandbridge | 007 Basement | Co2 | 2kg | 2016
Trinity College - Boat Club Islandbridge | 008 basement | Dry Powder | 4kg | 2021
Trinity College - Boat Club Islandbridge | 009 Basement | Foam | 6ltr | 2016
Trinity College - Boat Club Islandbridge | 010 Plantroom Boilerhouse | Dry Powder | 9kg | 2023
Trinity College - Boat Club Islandbridge | 011 Plantroom Boilerhouse | Co2 | 2kg | 2019
Trinity College - Boat Club Islandbridge | 012 Changing House | Foam | 6ltr | 2022
Trinity College - Boat Club Islandbridge | 013 Changing house | Dry Powder | 6kg | 2022
Trinity College - Boat Club Islandbridge | 014 Changing House | Foam | 6ltr | 2016
Trinity College - Boat Club Islandbridge | 015 Changing house | Foam | 6ltr | 2022
Trinity College - Boiler House | 001 Ground Floor | Co2 | 5kg | 2015
Trinity College - Boiler House | 002 Ground floor | Foam | 6ltr | 2023
Trinity College - Boiler House | 003 1st Floor Landing | Foam | 6ltr | 2015
Trinity College - Boiler House | 004 1st Floor Landing | Co2 | 5kg | 2015
Trinity College - Boiler House | 005 2nd Floor boiler room | Dry Powder | 6kg | 2015
Trinity College - Boiler House | 006 Boiler House 2nd floor | Co2 | 2kg | 2015
Trinity College - Boiler House | 007 2nd Floor (6kg automatic) | Dry Powder | 6kg (Automatic) | 2021
Trinity College - Botanic Garden | 001 Main Building | Foam | 6ltr | 2022
Trinity College - Botanic Garden | 002 Main Building | Co2 | 2kg | 2022
Trinity College - Botanic Garden | 003 Workshop | Dry Powder | 6kg | 2021
Trinity College - Botanic Garden | 004 Workshop | Dry Powder | 6kg | 2021
Trinity College - Botanic Garden | 005 Workshop | Fire Blanket | 1.0m x 1.0m | 2018
Trinity College - Catering Complex | 002 Front Corridor Bar Area | Water | 6ltr | 2024
Trinity College - Catering Complex | 003 outside dishwash beside 001 hose reel | Water | 6ltr | 2024
Trinity College - Catering Complex | 004 outside dishwash beside 001 hosereel | Co2 | 2kg | 2022
Trinity College - Catering Complex | 005 other side of dishwash entrance | Water | 6ltr | 2020
Trinity College - Catering Complex | 006 other side of dishwash entrance | Co2 | 2kg | 2024
Trinity College - Catering Complex | 007 Canteen inside Sandwich Bar | Dry Powder | 2kg | 2020
Trinity College - Catering Complex | 008 behind sandwich on rear wall | Water | 6ltr | 2024
Trinity College - Catering Complex | 009 behind sandwich bar on rear wall | Co2 | 2kg | 2022
Trinity College - Catering Complex | 010 fire exit at till | Water | 6ltr | 2024
Trinity College - Catering Complex | 011 fire exit at till | Co2 | 2kg | 2022
Trinity College - Catering Complex | 012 Outside Kitchen | Water | 6ltr | 2024
Trinity College - Catering Complex | 013 Outside Kitchen | Co2 | 2kg | 2022
Trinity College - Catering Complex | 014 kitchen | Fire Blanket | 1.0m x 1.0m | 2018
Trinity College - Catering Complex | 015 Kitchen | Wet Chemical | 6ltr | 2015
Trinity College - Catering Complex | 015A Rear of Kitchen bottom of stairs | Hose Reel | 19mm Fixed Auto Hose Reel
Trinity College - Catering Complex | 016 Good Inwards | Water | 6ltr | 2024
Trinity College - Catering Complex | 017 Good Inwards | Co2 | 2kg | 2024
Trinity College - Catering Complex | 018 store back wall | Water | 6ltr | 2020
Trinity College - Catering Complex | 019 through door to compactor | Water | 6ltr | 2020
Trinity College - Catering Complex | 020 through door to compactor | Co2 | 2kg | 2020
Trinity College - Catering Complex | 021 bottom of stairs link corridor | Water | 6ltr | 2020
Trinity College - Catering Complex | 022 Rear Entrance to Canteen | Water | 6ltr | 2024
Trinity College - Catering Complex | 023 Rear Entrance to Canteen | Co2 | 2kg | 2022
Trinity College - Catering Complex | 024 Buttery Rear | Water | 6ltr | 2024
Trinity College - Catering Complex | 025 Buttery Rear | Co2 | 2kg | 2022
Trinity College - Catering Complex | 026 Buttery Front | Water | 6ltr | 2024
Trinity College - Catering Complex | 027 Buttery Front | Co2 | 2kg | 2022
Trinity College - Catering Complex | 028 Ground Floor Attrium Corridor | Foam | 6ltr | 2022
Trinity College - Catering Complex | 029 Ground Floor Attrium Corridor | Co2 | 2kg | 2020
Trinity College - Catering Complex | 030 Ground Floor Attrium Office Corridor fire exit | Water | 6ltr | 2020
Trinity College - Catering Complex | 031 Ground Floor Attrium Office Corridor fire exit | Co2 | 2kg | 2024
Trinity College - Catering Complex | 032 Ground Floor Atrium | Co2 | 2kg | 2020
Trinity College - Catering Complex | 033 Ground Floor Atrium rear | Foam | 6ltr | 2022
Trinity College - Catering Complex | 034 Ground Floor Atrium rear | Co2 | 2kg | 2021
Trinity College - Catering Complex | 035 rear stairs at atrium | Hose Reel | 19mm Swinging Auto Hose Reel
Trinity College - Catering Complex | 036 enquires office | Foam | 6ltr | 2018
Trinity College - Catering Complex | 037 enquiry office | Co2 | 2kg | 2021
Trinity College - Catering Complex | 038 1st floor Entrance to 1592 | Foam | 6ltr | 2022
Trinity College - Catering Complex | 039 1592 Restaurant | Water | 6ltr | 2020
Trinity College - Catering Complex | 040 1st Floor Atrium Gallery | Water | 6ltr | 2020
Trinity College - Catering Complex | 041 1st floor Autorium gallery | Co2 | 2kg | 2018
Trinity College - Catering Complex | 042 Dining Hall Main Entrance | Foam | 6ltr | 2015
Trinity College - Catering Complex | 043 Dining Hall Entrance Lobby | Foam | 6ltr | 2022
Trinity College - Catering Complex | 044 through door at unit 043 go ground floor stair | Dry Powder | 6kg | 2020
Trinity College - Catering Complex | 045 1st floor | Foam | 6ltr | 2022
Trinity College - Catering Complex | 046 1st floor corridor | Hose Reel | 19mm Fixed Auto Hose Reel
Trinity College - Catering Complex | 047 1st floor outside toilets | Water | 6ltr | 2020
Trinity College - Catering Complex | 048 1st floor Dining Hall | Water | 6ltr | 2021
Trinity College - Catering Complex | 049 1st Floor Dining Hall | Co2 | 2kg | 2022
Trinity College - Catering Complex | 050 servery area at 1st floor kitchen | Water | 6ltr | 2020
Trinity College - Catering Complex | 051 servery area 1st floor kitchen | Co2 | 2kg | 2020
Trinity College - Catering Complex | 052 servery area 1st floor kitchen | Foam | 6ltr | 2022
Trinity College - Catering Complex | 053 servery area 1st Floor kitchen | Co2 | 5kg | 2021
Trinity College - Catering Complex | 054 1st floor Kitchen | Dry Powder | 4kg | 2015
Trinity College - Catering Complex | 055 1st floor Kitchen | Co2 | 2kg | 2020
Trinity College - Catering Complex | 056 1st Floor Kitchen | Fire Blanket | 1.8m x 1.2m | 2023
Trinity College - Catering Complex | 057 1st Floor Kitchen | Wet Chemical | 6ltr | 2017
Trinity College - Catering Complex | 058 1st Floor Kitchen | Co2 | 2kg | 2022
Trinity College - Catering Complex | 059 1st Floor Kitchen | Co2 | 2kg | 2022
Trinity College - Catering Complex | 060 1st Floor Kitchen | Wet Chemical | 6ltr | 2017
Trinity College - Catering Complex | 061 Back Stairs / Rear of 1st floor Kitchen | Co2 | 2kg | 2016
Trinity College - Catering Complex | 062 1st Floor ATrium Office Corridor | Hose Reel | Hose Reel | 0000
Trinity College - Catering Complex | 063 1st Floor Atrium Office Corridor | Water | 6ltr | 2020
Trinity College - Catering Complex | 064 1st Floor Atrium Office Corridor | Co2 | 2kg | 2022
Trinity College - Catering Complex | 065 Upper Lunch Room Kitchen | Fire Blanket | 1.2m x 1.2m | 2016
Trinity College - Catering Complex | 066 Upper Lunch Room Kitchen | Co2 | 2kg | 2023
Trinity College - Catering Complex | 067 Kitchen/Dining - Upper Lunch Room Kitchen | Dry Powder | 4kg | 2015
Trinity College - Catering Complex | 068 2nd Floor Atrium Gallery | Water | 6ltr | 2021
Trinity College - Catering Complex | 069 2nd Floor Atrium Gallery | Co2 | 2kg | 2022
Trinity College - Catering Complex | 070 3rd Floor Atrium Gallery | Water | 6ltr | 2021
Trinity College - Catering Complex | 071 3rd Floor Atrium Gallery | Co2 | 2kg | 2022
Trinity College - Catering Complex | 072 2nd Floor Dining Hall Stairwell | Foam | 6ltr | 2022
Trinity College - Catering Complex | 073 2nd Floor Dining Hall Writing/Chess | Water | 6ltr | 2020
Trinity College - Catering Complex | 074 2nd floor Dining Hall Writing Room | Hose Reel | 19mm Fixed Auto Hose Reel
Trinity College - Catering Complex | 075 2nd floor coffee area | Co2 | 2kg | 2022
Trinity College - Catering Complex | 076 2nd Floor bar | Co2 | 2kg | 2021
Trinity College - Catering Complex | 077 2nd Floor Staff Area | Water | 6ltr | 2020
Trinity College - Catering Complex | 078 2nd Floor staff area back stairs | Foam | 6ltr | 2022
Trinity College - Catering Complex | 079 2nd Floor Accounts Corridor Rear | Foam | 6ltr | 2022
Trinity College - Catering Complex | 080 2nd floor Account corridors rear | Co2 | 2kg | 2022
Trinity College - Catering Complex | 081 2nd Floor Accounts Corridor | Hose Reel | 19mm Fixed Auto Hose Reel
Trinity College - Catering Complex | 082 2nd Floor Accounts corridor | Co2 | 2kg | 2022
Trinity College - Catering Complex | 083 Kitchen Store Lift L 55 (above lift) | Dry Powder | 6kg | 2015
Trinity College - Catering Complex | 084 2nd Floor Changing Area | Dry Powder | 6kg | 2021
Trinity College - Catering Complex | 085 2nd Floor Changing Area | Dry Powder | 6kg | 2021
Trinity College - Chemistry | 001 3rd Floor Annex outside 3.1 | Dry Powder | 6kg | 2021
Trinity College - Chemistry | 002 3rd Floor Annex outside 3.1 | Co2 | 2kg | 2021
Trinity College - Chemistry | 003 2nd Floor Lab | Dry Powder | 2kg | 2016
Trinity College - Chemistry | 004 2nd Floor Lab | Co2 | 2kg | 2020
Trinity College - Chemistry | 005 2nd Floor Lab | Co2 | 2kg | 2022
Trinity College - Chemistry | 006 2nd Floor Lab | Dry Powder | 2kg | 2020
Trinity College - Chemistry | 007 2nd Floor Lab | Fire Blanket | 1.8m x 1.2m | 2023
Trinity College - Chemistry | 008 2nd Floor Lab | Co2 | 2kg | 2021
Trinity College - Chemistry | 009 2nd Floor Lab | Co2 | 2kg | 2023
Trinity College - Chemistry | 010 2nd Floor Lab | Dry Powder | 2kg | 2023
Trinity College - Chemistry | 011 2nd Floor Lab | Fire Blanket | 1.2m x 1.2m | 2018
Trinity College - Chemistry | 018 2nd Floor Landing | Hose Reel | 19mm Fixed Manual Hose Reel | 1999
Trinity College - Chemistry | 019 2nd Floor Outside 2.7 | Dry Powder | 3kg | 2023
Trinity College - Chemistry | 020 2nd Floor Outside 2.7 | Co2 | 2kg | 2023
Trinity College - Chemistry | 021 2nd Floor Library Stairs | Foam | 6ltr | 2022
Trinity College - Chemistry | 022 2nd Floor Library Stairs | Co2 | 2kg | 2024
Trinity College - Chemistry | 023 1st Floor Outside 1.26b | Foam | 6ltr | 2020
Trinity College - Chemistry | 024 1st Floor Outside 1.26b | Co2 | 2kg | 2021
Trinity College - Chemistry | 025 1st Floor Stairs at 1.26 needs mounted | Water | 6ltr | 2020
Trinity College - Chemistry | 026 1st Floor Lecture Theatre 1.25 | Dry Powder | 6kg | 2021
Trinity College - Chemistry | 027 1st Floor Lecture Thetare 1.25 | Co2 | 2kg | 2023
Trinity College - Chemistry | 028 1st Floor Room 1.24 | Co2 | 2kg | 2023
Trinity College - Chemistry | 029 1st Floor Landing | Dry Powder | 6kg | 2020
Trinity College - Chemistry | 030 1st Floor Outside 1.22 | Hose Reel | 19mm Fixed Manual Hose Reel
Trinity College - Chemistry | 031 Laboratory Room 1.20 | Dry Powder | 6kg | 2020
Trinity College - Chemistry | 032 Laboratory Room 1.20 | Co2 | 2kg | 2024
Trinity College - Chemistry | 033 Laboratory Room 1.20 | Fire Blanket | 1.2m x 1.2m | 2021
Trinity College - Chemistry | 034 Lab Room 1.14 | Dry Powder | 6kg | 2020
Trinity College - Chemistry | 035 Lab Room 1.14 | Co2 | 2kg | 2024
Trinity College - Chemistry | 036 Lab Room 1.14 | Fire Blanket | 1.8m x 1.2m | 2023
Trinity College - Chemistry | 037 Mezzanine Lab | Dry Powder | 6kg | 2020
Trinity College - Chemistry | 038 Mezzanine Lab | Co2 | 2kg | 2020
Trinity College - Chemistry | 039 Mezzanine Lab | Fire Blanket | 1.2m x 1.2m | 2020
Trinity College - Chemistry | 040 1st Floor Outside Toilets | Hose Reel | 19mm Fixed Auto Hose Reel | 2010
Trinity College - Chemistry | 041 Lincoln Place 1st Floor New Labs | Co2 | 2kg | 2023
Trinity College - Chemistry | 042 Lincoln Place 1st Floor New Labs | Co2 | 2kg | 2018
Trinity College - Chemistry | 043 Lincoln Place 1st Floor New Labs | Dry Powder | 6kg | 2023
Trinity College - Chemistry | 044 Lincoln Place 1st Floor New Labs | Co2 | 2kg | 2018
Trinity College - Chemistry | 045 Lincoln Place 1st Floor New Labs | Fire Blanket | 1.2m x 1.2m | 2018
Trinity College - Chemistry | 046 Lincoln Place 1st Floor (Notes) | Foam | 6ltr | 2022
Trinity College - Chemistry | 047 Lincoln Place 1st Floor New Labs (cy2019) | Co2 | 2kg | 2020
Trinity College - Chemistry | 048 Lincoln Place 1st New Labs | Fire Blanket | 1.8m x 1.2m | 2023
Trinity College - Chemistry | 049 Lincoln Place 1st Floor New Labs (CLASS D) | Dry Powder | 9kg (L2) | 2023
Trinity College - Chemistry | 050 Lincoln Place 1st Floor New Labs | Co2 | 2kg | 2021
Trinity College - Chemistry | 051 Lincoln Place 1st Floor New Labs | Foam | 6ltr | 2022
Trinity College - Chemistry | 052 Lincoln Place 1st Floor New Labs | Fire Blanket | 1.2m x 1.2m | 2018
Trinity College - Chemistry | 053 Lincoln Place 1st Floor Outside 1.15 | Foam | 6ltr | 2022
Trinity College - Chemistry | 054 Lincoln Place 1st Floor Outside 1.15 | Co2 | 2kg | 2018
Trinity College - Chemistry | 055 Lincoln Place 1st Floor Outside 1.4 | Hose Reel | 19mm Fixed Manual Hose Reel
Trinity College - Chemistry | 055A corridor through at hosereel to stairs | Foam | 6ltr | 2019
Trinity College - Chemistry | 055B corridor through at hosereel to stairs | Co2 | 2kg | 2019
Trinity College - Chemistry | 055C corridor through at hosereel,stair in kitchen | Co2 | 2kg | 2019
Trinity College - Chemistry | 055D corridor through at hosereel,stair in kitchen | Fire Blanket | 1.2m x 1.2m | 2019
Trinity College - Chemistry | 056 Outside midwifery office. | Foam | 6ltr | 2020
Trinity College - Chemistry | 057 Faculty of Health Science | Co2 | 2kg | 2018
Trinity College - Chemistry | 058 1st Floor Outside 1.5 | Foam | 6ltr | 2021
Trinity College - Chemistry | 059 1st Floor Outside 1.5 | Co2 | 2kg | 2018
Trinity College - Chemistry | 060 Lab opposite 1.7B (CLASS D) (C2459) | Dry Powder | 9kg (L2) | 2023
Trinity College - Chemistry | 061 Lab opposite 1.7b | Foam | 6ltr | 2018
Trinity College - Chemistry | 062 Lab opposite 1.7b | Co2 | 2kg | 2020
Trinity College - Chemistry | 063 Lab opposite 1.7b | Fire Blanket | 1.2m x 1.2m | 2020
Trinity College - Chemistry | 065 Lab opposite 1.7b | Co2 | 2kg | 2018
Trinity College - Chemistry | 066 Lab opposite 1.7b | Fire Blanket | 1.2m x 1.2m | 2020
Trinity College - Chemistry | 067 Tilda at Main fuse board | Foam | 6ltr | 2021
Trinity College - Chemistry | 068 Tilda at Main Fuse Board | Co2 | 5kg | 2021
Trinity College - Chemistry | 069 Tilda Council Office End Corridor | Foam | 6ltr | 2021
Trinity College - Chemistry | 070 Tilda Council Office End Corridor on right | Co2 | 2kg | 2021
Trinity College - Chemistry | 071 Ground Floor Corridor | Foam | 6ltr | 2020
Trinity College - Chemistry | 072 Ground Floor Corridor | Co2 | 2kg | 2021
Trinity College - Chemistry | 073 Small kitchen at office 1 | Fire Blanket | 1.2m x 1.2m | 2018
Trinity College - Chemistry | 074 Tilda Lift at Exit on right mount | Dry Powder | 6kg | 2021
Trinity College - Chemistry | 075 Ground Floor Corridor | Hose Reel | 19mm Fixed Auto Hose Reel | 2007
Trinity College - Chemistry | 076 Tilda Ground Floor Corridor | Foam | 6ltr | 2021
Trinity College - Chemistry | 077 Tilda Ground Floor Corridor new horn | Co2 | 2kg | 2015
Trinity College - Chemistry | 078 Tilda Kitchen 0.5B | Dry Powder | 2kg | 2021
Trinity College - Chemistry | 079 Tilda Kitchen 0.5B | Fire Blanket | 1.2m x 1.2m | 2015
Trinity College - Chemistry | 080 Ground Floor 0.5 | Foam | 6ltr | 2022
Trinity College - Chemistry | 081 Ground Floor 0.5 | Co2 | 2kg | 2018
Trinity College - Chemistry | 082 Ground Floor 0.5 | Foam | 6ltr | 2022
Trinity College - Chemistry | 083 Ground Floor 0.5 | Co2 | 2kg | 2018
Trinity College - Chemistry | 084 Ground Floor 0.4 | Co2 | 2kg | 2018
Trinity College - Chemistry | 085 Ground Floor Lecture Theatre | Dry Powder | 6kg | 2021
Trinity College - Chemistry | 086 Ground Floor Lecture Theatre | Co2 | 2kg | 2021
Trinity College - Chemistry | 087 Ground Floor Room 0.12 | Co2 | 2kg | 2023
Trinity College - Chemistry | 088 Boiler Room Opposite 0.12 | Co2 | 2kg | 2024
Trinity College - Chemistry | 088A Ground Floor Room 0.13 | Dry Powder | 6kg | 2021
Trinity College - Chemistry | 089 Ground Floor Outside 0.14 | Hose Reel | 19mm Fixed Auto Hose Reel | 2005
Trinity College - Chemistry | 090 Ground Floor Room 0.14 (CLASS D) | Dry Powder | 9kg (L2) | 2023
Trinity College - Chemistry | 091 Ground Floor Room 0.14 | Co2 | 2kg | 2019
Trinity College - Chemistry | 092 Ground Floor Room 0.14 | Fire Blanket | 1.8m x 1.2m | 2023
Trinity College - Chemistry | 093 Ground Floor Room 0.14 | Dry Powder | 6kg | 2022
Trinity College - Chemistry | 094 Ground Floor Room 0.14 | Dry Powder | 4kg | 2021
Trinity College - Chemistry | 095 Ground Floor Room 0.14 | Co2 | 2kg | 2024
Trinity College - Chemistry | 096 Ground Floor Main Stairs | Dry Powder | 6kg | 2020
Trinity College - Chemistry | 097 Ground Floor Main Stairs | Co2 | 2kg | 2020
Trinity College - Chemistry | 098 Office | Water | 6ltr | 2022
Trinity College - Chemistry | 099 Office | Co2 | 2kg | 2023
Trinity College - Chemistry | 099A museam | Foam | 6ltr | 2022
Trinity College - Chemistry | 099B 1st floor in museum | Foam | 6ltr | 2022
Trinity College - Chemistry | 099C Museum lecture theatre | Water | 6ltr | 2020
Trinity College - Chemistry | 099D Museum lecture theatre | Water | 6ltr | 2021
Trinity College - Chemistry | 099E underneath seats there is stairs. go up. | Foam | 6ltr | 2022
Trinity College - Chemistry | 100 Faculty of Health Sciences Office | Water | 6ltr | 2021
Trinity College - Chemistry | 101 Faculty of Health Sciences Office | Co2 | 2kg | 2023
Trinity College - Chief Stewards House | 001 Kitchen | Wet Chemical | 3ltr | 2022
Trinity College - Chief Stewards House | 002 Kitchen | Fire Blanket | 1.2m x 1.2m | 2022
Trinity College - Chief Stewards House | 003 Ground floor. | Water | 6ltr | 2022
Trinity College - Chief Stewards House | 004 Ground floor | Co2 | 2kg | 2022
Trinity College - Civil Engineering | 001 Enviromental Lab | Water | 6ltr | 2024
Trinity College - Civil Engineering | 002 Enviromental Lab | Co2 | 2kg | 2022
Trinity College - Civil Engineering | 003 Enviromental Lab | Fire Blanket | 1.8m x 1.2m | 2023
Trinity College - Civil Engineering | 004 Enviromental Lab | Fire Blanket | 1.0m x 1.0m | 2018
Trinity College - Civil Engineering | 005 Entrance | Dry Powder | 6kg | 2020
Trinity College - Civil Engineering | 006 Entrance | Co2 | 2kg | 2021
Trinity College - Civil Engineering | 007 Geotechnical lab | Co2 | 2kg | 2021
Trinity College - Civil Engineering | 008 Chemical lab | Dry Powder | 6kg | 2020
Trinity College - Civil Engineering | 009 First floor computer lab | Co2 | 2kg | 2020
Trinity College - Civil Engineering | 010 First floor landing | Water | 6ltr | 2024
Trinity College - Civil Engineering | 011 First floor landing | Co2 | 2kg | 2021
Trinity College - Civil Engineering | 012 1st Floor Hydraulics Lab | Water | 6ltr | 2024
Trinity College - Civil Engineering | 013 1st Floor Hydraulics Lab | Co2 | 2kg | 2020
Trinity College - Civil Engineering | 014 staffroom at end of room | Fire Blanket | 1.0m x 1.0m | 2018
Trinity College - Civil Engineering (New) | 001 Lift Motor Room (6kg Automatic) | Dry Powder | 6kg (Automatic) | 2021
Trinity College - Civil Engineering (New) | 002 3rd Floor lift lobby | Dry Powder | 6kg | 2021
Trinity College - Civil Engineering (New) | 003 3rd floor lift lobby | Co2 | 2kg | 2015
Trinity College - Civil Engineering (New) | 004 Third Floor | Hose Reel | 19mm Swinging Auto Hose Reel | 1992
Trinity College - Civil Engineering (New) | 005 3rd Floor corridor | Water | 6ltr | 2021
Trinity College - Civil Engineering (New) | 006 3rd Floor corridor | Co2 | 2kg | 2022
Trinity College - Civil Engineering (New) | 007 3rd Floor Back Stairs | Water | 6ltr | 2021
Trinity College - Civil Engineering (New) | 008 down steps to 2nd floor stairwell | Water | 6ltr | 2021
Trinity College - Civil Engineering (New) | 009 2nd floor lecture room | Co2 | 2kg | 2022
Trinity College - Civil Engineering (New) | 010 2nd Floor outside toilets | Dry Powder | 6kg | 2021
Trinity College - Civil Engineering (New) | 011 2nd Floor outside toilets | Co2 | 2kg | 2021
Trinity College - Civil Engineering (New) | 012 2nd Floor lift lobby | Hose Reel | 19mm Swinging Auto Hose Reel
Trinity College - Civil Engineering (New) | 013 1st Floor lift lobby | Dry Powder | 6kg | 2023
Trinity College - Civil Engineering (New) | 014 1st Floor lift lobby | Co2 | 2kg | 2021
Trinity College - Civil Engineering (New) | 015 Ground Floor Entrance | Hose Reel | 19mm Swinging Auto Hose Reel
Trinity College - Civil Engineering (New) | 016 Ground Floor Entrance | Dry Powder | 6kg | 2021
Trinity College - Civil Engineering (New) | 017 Ground Floor Entrance | Co2 | 2kg | 2021
Trinity College - Civil Engineering (New) | 018 Ground Floor Test Hall RHS | Dry Powder | 6kg | 2018
Trinity College - Civil Engineering (New) | 019 Ground Floor Test hall RHS | Co2 | 2kg | 2022
Trinity College - Civil Engineering (New) | 020 ground floor vibration and dynamics | Water | 6ltr | 2024
Trinity College - Civil Engineering (New) | 021 ground floor Vibration and dynamics | Co2 | 2kg | 2021
Trinity College - Civil Engineering (New) | 022 ground floor vibration and dynamics | Fire Blanket | 1.2m x 1.2m | 2021
Trinity College - Civil Engineering (New) | 023 Basement Lift lobby | Hose Reel | 19mm Swinging Auto Hose Reel
Trinity College - Civil Engineering (New) | 024 Basement Outside shower room | Dry Powder | 6kg | 2018
Trinity College - Civil Engineering (New) | 025 Basement Outside shower room | Co2 | 2kg | 2021
Trinity College - Civil Engineering (New) | 026 Basement | Dry Powder | 6kg | 2018
Trinity College - Civil Engineering (New) | 027 Basement research lab | Dry Powder | 6kg | 2021
Trinity College - Civil Engineering (New) | 028 Basement- research lab | Co2 | 2kg | 2021
Trinity College - Civil Engineering (New) | 029 Plantroom | Co2 | 5kg | 2021
Trinity College - Crann | 001 5th Floor Plant Room | Dry Powder | 6kg | 2020
Trinity College - Crann | 002 5th Floor Plant Room | Co2 | 5kg | 2024
Trinity College - Crann | 003 5th Floor Plantroom | Dry Powder | 6kg | 2020
Trinity College - Crann | 004 5th Floor Plantroom | Co2 | 5kg | 2024
Trinity College - Crann | 005 5th Floor Plantroom Side | Dry Powder | 6kg | 2020
Trinity College - Crann | 006 5th Floor Plantroom Side | Co2 | 5kg | 2015
Trinity College - Crann | 007 5th Floor Plantroom | Dry Powder | 6kg | 2020
Trinity College - Crann | 008 5th Floor Plantroom | Co2 | 5kg | 2019
Trinity College - Crann | 009 5th Floor Compressor house | Dry Powder | 6kg | 2020
Trinity College - Crann | 010 5th Floor Compressor house | Co2 | 5kg | 2023
Trinity College - Crann | 011 4th Floor Break Area | Water | 6ltr | 2024
Trinity College - Crann | 012 4th Floor Break Area | Co2 | 2kg | 2017
Trinity College - Crann | 013 4th Floor 4.23 Research Lab | Co2 | 2kg | 2017
Trinity College - Crann | 014 4th Floor 4.23 Research Lab | Dry Powder | 2kg | 2017
Trinity College - Crann | 015 4th Floor 4.23 Research Lab | Fire Blanket | 1.2m x 1.2m | 2020
Trinity College - Crann | 016 4th Floor Corridor | Water | 6ltr | 2024
Trinity College - Crann | 017 4th Floor Corridor | Co2 | 2kg | 2017
Trinity College - Crann | 018 4th Floor Lab 4.28 | Co2 | 2kg | 2021
Trinity College - Crann | 019 4th Floor Lab 4.28 | Dry Powder | 2kg | 2016
Trinity College - Crann | 020 4th Floor Lab 4.28 | Fire Blanket | 1.2m x 1.2m | 2020
Trinity College - Crann | 021 4th Floor Lab 4.24 Radiation | Co2 | 2kg | 2015
Trinity College - Crann | 022 4th Floor Lab 4.24 Radiation | Dry Powder | 2kg | 2018
Trinity College - Crann | 023 4th Floor Lab 4.24 Radiation | Fire Blanket | 1.2m x 1.2m | 2020
Trinity College - Crann | 024 4th Floor Corridor | Water | 6ltr | 2024
Trinity College - Crann | 025 4th Floor Corridor | Co2 | 2kg | 2017
Trinity College - Crann | 026 4th Floor Lab 4.29 Clean Area | Co2 | 2kg | 2017
Trinity College - Crann | 027 4th Floor Lab 4.29 Clean | Dry Powder | 2kg | 2017
Trinity College - Crann | 028 4th Floor Lab 4.29 Clean Area | Fire Blanket | 1.2m x 1.2m | 2020
Trinity College - Crann | 029 4th Floor L4.31 | Dry Powder | 2kg | 2017
Trinity College - Crann | 030 4th Floor L4.31 | Co2 | 2kg | 2017
Trinity College - Crann | 031 4th Floor L4.31 class 100 | Fire Blanket | 1.2m x 1.2m | 2020
Trinity College - Crann | 032 4th Floor L4.33 class 100 | Dry Powder | 2kg | 2017
Trinity College - Crann | 033 4th Floor L4.33 class 100 | Co2 | 2kg | 2017
Trinity College - Crann | 034 4th Floor L4.33 class 100 | Fire Blanket | 1.2m x 1.2m | 2020
Trinity College - Crann | 035 4th Floor Noisey Lab | Dry Powder | 2kg | 2017
Trinity College - Crann | 036 4th Floor Noisy Lab | Co2 | 2kg | 2017
Trinity College - Crann | 037 4th Floor Noisey Lab | Fire Blanket | 1.2m x 1.2m | 2020
Trinity College - Crann | 038 4th Floor Clean Room Rear Area | Dry Powder | 6kg | 2020
Trinity College - Crann | 039 4th Floor Clean Room Rear Area | Co2 | 2kg | 2017
Trinity College - Crann | 040 4th Floor Clean Room Rear Area | Dry Powder | 6kg | 2020
Trinity College - Crann | 041 4th Floor Clean Room Rear Area | Co2 | 2kg | 2017
Trinity College - Crann | 042 4th Floor Corridor | Water | 6ltr | 2024
Trinity College - Crann | 043 4th Floor Corridor | Co2 | 2kg | 2017
Trinity College - Crann | 044 4th Floor offices L4.43 - L4.46 | Dry Powder | 1kg | 2015
Trinity College - Crann | 045 4th Floor Office- L4.43 | Fire Blanket | 1.2m x 1.2m | 2020
Trinity College - Crann | 046 3rd Floor Office Open Plan 3.20/21 | Dry Powder | 2kg | 2020
Trinity College - Crann | 047 3rd Floor Office Open Plan 3.20/21 | Co2 | 2kg | 2018
Trinity College - Crann | 048 3rd Floor Corridor | Water | 6ltr | 2024
Trinity College - Crann | 049 3rd Floor Corridor | Co2 | 2kg | 2017
Trinity College - Crann | 050 3rd Floor Lab 3.30 Research Lab | Co2 | 2kg | 2017
Trinity College - Crann | 051 3rd Floor Lab 3.30 Research LAB | Dry Powder | 2kg | 2017
Trinity College - Crann | 052 3rd Floor Lab 3.30 Research Lab | Fire Blanket | 1.2m x 1.2m | 2021
Trinity College - Crann | 053 3rd Floor Lab 3.29 | Dry Powder | 6kg | 2021
Trinity College - Crann | 054 3rd Floor Lab 3.29 | Co2 | 2kg | 2020
Trinity College - Crann | 055 3rd Floor Lab 3.29 | Fire Blanket | 1.8m x 1.2m | 2023
Trinity College - Crann | 056 3rd Floor Lab 3.06 Research Lab | Co2 | 2kg | 2017
Trinity College - Crann | 057 3rd Floor Lab 3.06 Research Lab | Dry Powder | 2kg | 2021
Trinity College - Crann | 058 3rd Floor Lab 3.06 Research Lab | Fire Blanket | 1.2m x 1.2m | 2020
Trinity College - Crann | 058A 3rd floor outside Lab 3.28 (L2 powder) | Dry Powder | 9kg | 2019
Trinity College - Crann | 058B 3rd floor inside lab 3.28 (L2 powder) | Dry Powder | 9kg | 2019
Trinity College - Crann | 059 3rd Floor Lab 3.28 Research Lab | Co2 | 2kg | 2017
Trinity College - Crann | 060 3rd Floor Lab 3.28 Research lab | Dry Powder | 2kg | 2017
Trinity College - Crann | 061 3rd Floor Lab 3.28 Research Lab | Fire Blanket | 1.2m x 1.2m | 2020
Trinity College - Crann | 062 3rd Floor Lab 3.27 Research Lab | Co2 | 2kg | 2017
Trinity College - Crann | 063 3rd Floor Lab 3.27 Research Lab | Dry Powder | 2kg | 2021
Trinity College - Crann | 064 3rd Floor Lab 3.27 Research Lab | Fire Blanket | 1.2m x 1.2m | 2020
Trinity College - Crann | 065 3rd Floor Corridor | Water | 6ltr | 2024
Trinity College - Crann | 066 3rd Floor Corridor | Co2 | 2kg | 2023
Trinity College - Crann | 067 3rd Floor Lab 3.26 Research Lab | Co2 | 2kg | 2015
Trinity College - Crann | 068 3rd Floor Lab 3.26 Research Lab | Dry Powder | 2kg | 2017
Trinity College - Crann | 068A outside Lab 3.24 / 3.25 (L2 powder) | Dry Powder | 9kg | 2019
Trinity College - Crann | 069 3rd Floor Lab 3.26 Research Lab | Fire Blanket | 1.2m x 1.2m | 2020
Trinity College - Crann | 070 3rd Floor Lab 3.25 Research Lab | Co2 | 2kg | 2017
Trinity College - Crann | 071 3rd Floor Lab 3.25 research Lab | Dry Powder | 2kg | 2017
Trinity College - Crann | 072 3rd Floor Lab 3.25 Research Lab | Fire Blanket | 1.2m x 1.2m | 2020
Trinity College - Crann | 073 3rd Floor Lab 3.24 RTesearch Lab | Co2 | 2kg | 2023
Trinity College - Crann | 074 3rd Floor Lab 3.24 Research Lab | Dry Powder | 2kg | 2017
Trinity College - Crann | 075 3rd Floor Lab 3.24 Research Lab | Fire Blanket | 1.8m x 1.2m | 2023
Trinity College - Crann | 075A insodelab 3.24 (L2 powder) | Dry Powder | 9kg | 2019
Trinity College - Crann | 076 3rd Floor Corridor | Water | 6ltr | 2024
Trinity College - Crann | 077 3rd Floor Corridor | Co2 | 2kg | 2021
Trinity College - Crann | 077A 3rd floor corridor outside 3.23 (L2 powder) | Dry Powder | 9kg | 2019
Trinity College - Crann | 078 3rd Floor Lab 3.23 Research Lab | Co2 | 2kg | 2017
Trinity College - Crann | 079 3rd Floor Lab 3.23 Research Lab | Dry Powder | 2kg | 2021
Trinity College - Crann | 080 3rd Floor Lab 3.23 Research Lab | Fire Blanket | 1.2m x 1.2m | 2020
Trinity College - Crann | 081 3rd Floor Lift Lobby | Water | 6ltr | 2024
Trinity College - Crann | 081A Lab 3.23 (L2 powder) | Dry Powder | 9kg | 2019
Trinity College - Crann | 082 3rd Floor Lift Lobby | Co2 | 2kg | 2021
Trinity College - Crann | 083 2nd Floor Lab 2.14 Room | Water | 6ltr | 2024
Trinity College - Crann | 084 2nd Floor Lab 2.14 Room | Co2 | 2kg | 2021
Trinity College - Crann | 085 2nd Floor Lab 2.27 RHS | Dry Powder | 6kg | 2020
Trinity College - Crann | 086 2nd Floor Lab 2.27 RHS | Co2 | 2kg | 2017
Trinity College - Crann | 087 2nd Floor Lab 2.28 RHS | Co2 | 2kg | 2017
Trinity College - Crann | 088 2nd Floor Lab 2.28 RHS | Dry Powder | 2kg | 2021
Trinity College - Crann | 089 2nd Floor Corridor | Water | 6ltr | 2024
Trinity College - Crann | 090 2nd Floor Corridor | Co2 | 2kg | 2020
Trinity College - Crann | 091 2nd Floor Lab 2.29 | Co2 | 2kg | 2021
Trinity College - Crann | 092 2nd Floor Lab 2.29 | Dry Powder | 2kg | 2020
Trinity College - Crann | 093 2nd Floor Lab 2.29 | Fire Blanket | 1.8m x 1.2m | 2023
Trinity College - Crann | 094 2nd Floor Lab 2.30 | Co2 | 2kg | 2023
Trinity College - Crann | 095 2nd Floor Lab 2.30 | Dry Powder | 2kg | 2023
Trinity College - Crann | 096 2nd Floor Lab 2.30 | Fire Blanket | 1.2m x 1.2m | 2020
Trinity College - Crann | 097 2nd Floor Rear Lab 2.30 | Co2 | 2kg | 2021
Trinity College - Crann | 098 2nd Floor Rear Lab 2.30 | Dry Powder | 2kg | 2021
Trinity College - Crann | 099 2nd Floor Rear Lab 2.30 | Fire Blanket | 1.2m x 1.2m | 2020
Trinity College - Crann | 100 2nd Floor Corridor | Water | 6ltr | 2024
Trinity College - Crann | 101 2nd Floor Corridor | Co2 | 2kg | 2021
Trinity College - Crann | 102 2nd Floor Lab 2.33 | Co2 | 2kg | 2021
Trinity College - Crann | 103 2nd Floor Lab 2.33 | Dry Powder | 2kg | 2021
Trinity College - Crann | 104 2nd Floor Lab 2.33 | Fire Blanket | 1.2m x 1.2m | 2020
Trinity College - Crann | 105 2nd Floor Lab 2.35 | Co2 | 2kg | 2021
Trinity College - Crann | 106 2nd Floor Lab 2.35 | Dry Powder | 2kg | 2023
Trinity College - Crann | 107 2nd Floor Lab 2.35 | Fire Blanket | 1.2m x 1.2m | 2020
Trinity College - Crann | 108 2nd Floor Corridor | Water | 6ltr | 2024
Trinity College - Crann | 109 2nd Floor Corridor` | Co2 | 2kg | 2021
Trinity College - Crann | 110 2nd Floor Lab 2.38 | Co2 | 2kg | 2021
Trinity College - Crann | 111 2nd Floor Lab 2.38 | Dry Powder | 2kg | 2017
Trinity College - Crann | 112 2nd Floor Lab 2.38 | Fire Blanket | 1.2m x 1.2m | 2020
Trinity College - Crann | 113 2nd Floor Office L2.26 | Co2 | 2kg | 2021
Trinity College - Crann | 114 2nd Floor Office L2.26 | Dry Powder | 2kg | 2021
Trinity College - Crann | 115 1st floor Gallery 2 | Foam | 6ltr | 2020
Trinity College - Crann | 116 1st floor Gallery 2 | Co2 | 2kg | 2021
Trinity College - Crann | 117 1st floor Corridor | Foam | 6ltr | 2020
Trinity College - Crann | 118 1st floor Corridor | Co2 | 2kg | 2021
Trinity College - Crann | 119 1st floor Corridor | Foam | 6ltr | 2020
Trinity College - Crann | 120 1st floor Corridor | Co2 | 2kg | 2021
Trinity College - Crann | 121 1st floor Gallery 4 | Foam | 6ltr | 2020
Trinity College - Crann | 122 1st floor Gallery 4 | Co2 | 2kg | 2018
Trinity College - Crann | 123 1st floor Paccar Theatre Sound Desk | Foam | 6ltr | 2020
Trinity College - Crann | 124 1st floor Paccar Theatre Sound Desk | Dry Powder | 6kg | 2020
Trinity College - Crann | 125 Ground floor in Paccar Theatre Ground Floor | Foam | 6ltr | 2020
Trinity College - Crann | 126 Ground floor in Paccar Theatre Ground Floor | Dry Powder | 6kg | 2015
Trinity College - Crann | 126A Ground Floor Raccar Theatre Av Room | Co2 | 2kg | 2015
Trinity College - Crann | 127 Ground floor seating area | Foam | 6ltr | 2020
Trinity College - Crann | 128 Ground floor seating area | Co2 | 2kg | 2021
Trinity College - Crann | 129 Ground floor cafe | Foam | 6ltr | 2020
Trinity College - Crann | 130 Ground floor cafe | Co2 | 2kg | 2021
Trinity College - Crann | 130A Ground floor in cafe | Dry Powder | 2kg | 2021
Trinity College - Crann | 131 Ground floor at cafe counter beside fridge | Co2 | 2kg | 2021
Trinity College - Crann | 132 Ground floor kitchen | Co2 | 2kg | 2021
Trinity College - Crann | 133 Ground Floor Kitchen | Dry Powder | 2kg | 2021
Trinity College - Crann | 134 Ground floor kitchen | Fire Blanket | 1.0m x 1.0m | 2018
Trinity College - Crann | 136 Ground Floor Entrance | Dry Powder | 2kg | 2017
Trinity College - Crann | 137 Ground Floor Entrance | Foam | 6ltr | 2020
Trinity College - Crann | 140 Ground Floor Behind Reception | Co2 | 2kg | 2021
Trinity College - Crann | 141 Ground Floor Behind Reception | Dry Powder | 2kg | 2021
Trinity College - Crann | 141A store behind reception | Dry Powder | 2kg | 2022
Trinity College - Crann | 142 Basement Stairwell | Dry Powder | 6kg | 2020
Trinity College - Crann | 143 Basement Stairwell | Co2 | 2kg | 2017
Trinity College - Crann | 144 Basement Laboratory- Lab - 2-22 | Co2 | 2kg | 2015
Trinity College - Crann | 145 Basement Lab 2-22 | Fire Blanket | 1.2m x 1.2m | 2020
Trinity College - Crann | 146 Basement Corr. Outside Plant Room | Dry Powder | 6kg | 2020
Trinity College - Crann | 147 Basement Corridor | Co2 | 2kg | 2021
Trinity College - Crann | 148 Basement Corr outside Plant Room | Foam | 6ltr | 2020
Trinity College - Crann | 149 Basement Lab 2.32 | Co2 | 2kg | 2021
Trinity College - Crann | 150 Basement Lab 2.32 | Fire Blanket | 1.2m x 1.2m | 2020
Trinity College - Crann | 151 Basement Lab Corridor | Dry Powder | 6kg | 2020
Trinity College - Crann | 152 Basement Lab 2.35 | Co2 | 2kg | 2021
Trinity College - Crann | 153 Basement Lab 2.35 | Dry Powder | 2kg | 2021
Trinity College - Crann | 154 Basement Lab 2.35 | Fire Blanket | 1.2m x 1.2m | 2020
Trinity College - Crann | 155 Basement Lab 2.34 | Co2 | 2kg | 2021
Trinity College - Crann | 156 Basement Lab 2.34 | Fire Blanket | 1.2m x 1.2m | 2020
Trinity College - Crann | 157 Basement Lab 2.38 | Co2 | 2kg | 2021
Trinity College - Crann | 158 Basement Lab 2.38 | Fire Blanket | 1.2m x 1.2m | 2020
Trinity College - Crann | 159 Basement Corridor | Dry Powder | 6kg | 2020
Trinity College - Crann | 160 Basement corridor | Co2 | 2kg | 2017
Trinity College - Crann | 161 Basement Corridor | Foam | 6ltr | 2020
Trinity College - Crann | 162 Basement Lab 2.21 | Co2 | 2kg | 2021
Trinity College - Crann | 163 Basement Lab 2.21 | Fire Blanket | 1.2m x 1.2m | 2020
Trinity College - Crann | 164 Basement Lab 2.19 | Co2 | 2kg | 2021
Trinity College - Crann | 165 Basement Lab 2.19 | Fire Blanket | 1.2m x 1.2m | 2020
Trinity College - Crann | 166 Basement Lab Corridor | Dry Powder | 6kg | 2020
Trinity College - Crann | 167 Basement Lab 2.25 | Co2 | 2kg | 2021
Trinity College - Crann | 167 Basement Lab 2.25 | Fire Blanket | 1.2m x 1.2m | 2020
Trinity College - Crann | 169 Basement Lab 2.28 | Co2 | 2kg | 2021
Trinity College - Crann | 170 Basement Lab 2.28 | Fire Blanket | 1.2m x 1.2m | 2020
Trinity College - Crann | 171 Basement Labratory- Lab- 2.18 | Co2 | 2kg | 2021
Trinity College - Crann | 172 Basement Labratory- Lab 2.18 | Fire Blanket | 1.2m x 1.2m | 2020
Trinity College - Crann | 173 Basement Labratory- Lab- 2.31 | Co2 | 2kg | 2021
Trinity College - Crann | 174 Basement Lab 2.31 | Fire Blanket | 1.2m x 1.2m | 2020
Trinity College - Crann | 175 Basement Labratory- Research Lab-2.27 | Co2 | 2kg | 2021
Trinity College - Crann | 176 Basement Labratory | Fire Blanket | 1.2m x 1.2m | 2020
Trinity College - Crann | 177 10213.1 Basement Corridor | Dry Powder | 6kg | 2020
Trinity College - Crann | 178 Basement Research Lab 2.17 | Dry Powder | 2kg | 2021
Trinity College - Crann | 179 Basement Research Lab 2.17 | Fire Blanket | 1.2m x 1.2m | 2020
Trinity College - Crann | 180 Basement Labratory- Research Lab-2.16 | Co2 | 2kg | 2021
Trinity College - Crann | 181 Basement Laboratory- Research Lab-2.16 | Fire Blanket | 1.2m x 1.2m | 2020
Trinity College - Crann | 182 Basement Labratory- Research Lab- 2.24 | Co2 | 2kg | 2021
Trinity College - Crann | 183 Basement Labratory- Research Lab-2.24 | Fire Blanket | 1.2m x 1.2m | 2020
Trinity College - Crann | 184 Basement Corridor | Co2 | 2kg | 2017
Trinity College - Crann | 185 Basement Corridor | Foam | 6ltr | 2021
Trinity College - Crann | 186 Basement Research Lab 2.12 | Co2 | 2kg | 2021
Trinity College - Crann | 187 Basement Research Lab 2.12 | Fire Blanket | 1.2m x 1.2m | 2020
Trinity College - Crann | 188 Basement Stairwell | Dry Powder | 6kg | 2020
Trinity College - Crann | 189 Basement Stairwell | Co2 | 2kg | 2017
Trinity College - Crann | 190 Ground Floor Plantroom outside facing arches | Co2 | 2kg | 2017
Trinity College - Crann | 191 Ground Floor Plantroom- Gas room Rear | Dry Powder | 6kg | 2020
Trinity College - Crann | 192 Ground Floor Plantroom- Hv Ac Room Rear | Dry Powder | 6kg | 2020
Trinity College - Crann | 193 Ground Floor Plantroom- Hv Ac Room Rear | Co2 | 5kg | 2021
Trinity College - Crann | 200 5th Floor Rear Stairwell above landing valve | Co2 | 2kg
Trinity College - Cunningham House 1 | 001 Staff house 1 | Dry Powder | 1kg | 2021
Trinity College - Cunningham House 1 | 001a- flat 6 | Dry Powder | 2kg | 2022
Trinity College - Cunningham House 1 | 001b- flat 6 | Fire Blanket | 1.2m x 1.2m | 2022
Trinity College - Cunningham House 1 | 002 Staff house 1 | Fire Blanket | 1.0m x 1.0m | 2018
Trinity College - Cunningham House 1 | 003 Staff house 2 | Dry Powder | 1kg | 2022
Trinity College - Cunningham House 1 | 004 Staff house 2 | Fire Blanket | 1.2m x 1.2m | 2021
Trinity College - Cunningham House 1 | 005 Staff house 3 | Dry Powder | 1kg | 2022
Trinity College - Cunningham House 1 | 006 Staff house 3 | Fire Blanket | 1.2m x 1.2m | 2021
Trinity College - Cunningham House 1 | 007 Staff house 4 | Dry Powder | 2kg | 2022
Trinity College - Cunningham House 1 | 008 Staff house 4 | Fire Blanket | 1.2m x 1.2m | 2016
Trinity College - Cunningham House 1 | 009 House 79.01 rooms 1-7 kitchen | Dry Powder | 1kg | 2016
Trinity College - Cunningham House 1 | 010 House 79.01 rooms 1-7 kitchen | Fire Blanket | 1.2m x 1.2m | 2016
Trinity College - Cunningham House 1 | 011 House 79.01 room 1-7 living area | Co2 | 2kg | 2020
Trinity College - Cunningham House 1 | 012 House 79.01 rooms 1-7 living area | Co2 | 2kg | 2020
Trinity College - Cunningham House 1 | 013 House 79.01 rooms 1-7 landing | Water | 6ltr | 2022
Trinity College - Cunningham House 1 | 013A House 79.01 rooms 1-7 corridor | Hose Reel | 19mm Fixed Manual Hose Reel
Trinity College - Cunningham House 1 | 014 House 79.01 rooms 1-7 end of hallway | Co2 | 2kg | 2022
Trinity College - Cunningham House 1 | 015 House 79.01 2nd floor landing | Water | 6ltr | 2022
Trinity College - Cunningham House 1 | 016 House 79.02 1st floor landing | Water | 6ltr | 2023
Trinity College - Cunningham House 1 | 017 House 79.02 rooms 1-7 kitchen | Dry Powder | 1kg | 2016
Trinity College - Cunningham House 1 | 018 House 79.02 rooms 1-7 kitchen | Fire Blanket | 1.8m x 1.2m | 2023
Trinity College - Cunningham House 1 | 019 House 79.02 rooms 1-7 kitchen | Co2 | 2kg | 2020
Trinity College - Cunningham House 1 | 020 House 79.02 rooms 1-7 kitchen | Co2 | 2kg | 2022
Trinity College - Cunningham House 1 | 021 House 79.02 1st floor | Hose Reel | 19mm Fixed Manual Hose Reel
Trinity College - Cunningham House 1 | 022 House 79.02 2nd floor | Water | 6ltr | 2022
Trinity College - Cunningham House 1 | 023 Staff house 5 | Fire Blanket | 1.2m x 1.2m | 2021
Trinity College - Cunningham House 1 | 023A staff house 5 | Dry Powder | 1kg | 2019
Trinity College - Cunningham House 1 | 024 House 79.03 ground floor kitchen | Dry Powder | 1kg | 2022
Trinity College - Cunningham House 1 | 025 House 79.03 ground floor kitchen | Fire Blanket | 1.0m x 1.0m | 2020
Trinity College - Cunningham House 1 | 026 House 79.03 ground floor living area | Co2 | 2kg | 2020
Trinity College - Cunningham House 1 | 027 House 79.03 ground floor living area | Co2 | 2kg | 2021
Trinity College - Cunningham House 1 | 028 House 79.03 ground floor corridor | Water | 6ltr | 2022
Trinity College - Cunningham House 1 | 029 House 79.03 ground floor corridor | Co2 | 2kg | 2022
Trinity College - Cunningham House 1 | 030 House 79.03 ground floor corridor | Hose Reel | 19mm Fixed Manual Hose Reel
Trinity College - Cunningham House 1 | 031 House 79.03 o/s switchroom ground floor | Co2 | 2kg | 2022
Trinity College - Cunningham House 1 | 031A House 79.03 i/s switch room ground floor | Dry Powder | 6kg | 2021
Trinity College - Cunningham House 1 | 032 House 79.03 rooms 15-28 entrance | Water | 6ltr | 2022
Trinity College - Cunningham House 1 | 033 House 79.03 1st floor Kitchen | Dry Powder | 2kg | 2023
Trinity College - Cunningham House 1 | 034 House 79.03 1st floor kitchen | Fire Blanket | 1.2m x 1.2m | 2021
Trinity College - Cunningham House 1 | 035 House 79.03 1st floor living area | Co2 | 2kg | 2021
Trinity College - Cunningham House 1 | 036 House 79.03 1st floor living area | Co2 | 2kg | 2020
Trinity College - Cunningham House 1 | 037 House 79.03 1st floor corridor | Hose Reel | 19mm Fixed Manual Hose Reel
Trinity College - Cunningham House 1 | 038 House 79.03 rooms 1st floor landing | Water | 6ltr | 2022
Trinity College - Cunningham House 1 | 039 House 79.03 1st floor landing | Co2 | 2kg | 2015
Trinity College - Cunningham House 1 | 040 House 79.03 2nd floor landing | Foam | 6ltr | 2022
Trinity College - Cunningham House 1 | 041 House 79.03 2nd floor landing | Co2 | 2kg | 2016
Trinity College - Cunningham House 1 | 041A House 79.03 rooms 22-28 electrical cupboard | Co2 | 2kg | 2023
Trinity College - Cunningham House 1 | 042 House 79.03 2nd floor kitchen | Dry Powder | 1kg | 2024
Trinity College - Cunningham House 1 | 043 House 79.03 2nd floor kitchen | Fire Blanket | 1.2m x 1.2m | 2020
Trinity College - Cunningham House 1 | 044 House 79.03 rooms 29-42 entrance | Water | 6ltr | 2022
Trinity College - Cunningham House 1 | 045 | Dry Powder | 2kg | 2022
Trinity College - Cunningham House 1 | 046 House 79.03 rooms 29-35 kitchen | Fire Blanket | 1.2m x 1.2m | 2020
Trinity College - Cunningham House 1 | 047 House 79.03 rooms 29-35 living area | Co2 | 2kg | 2020
Trinity College - Cunningham House 1 | 048 House 79.03 rooms 29-35 living area | Co2 | 2kg | 2022
Trinity College - Cunningham House 1 | 049 House 79.03 rooms 29-35 corridor | Hose Reel | 19mm Fixed Manual Hose Reel
Trinity College - Cunningham House 1 | 050 House 79.03 rooms 29-35 landing | Water | 6ltr | 2022
Trinity College - Cunningham House 1 | 051 House 79.03 rooms 36-42 landing | Water | 6ltr | 2022
Trinity College - Cunningham House 1 | 052 House 79.03 rooms 36-42 kitchen | Dry Powder | 1kg | 2024
Trinity College - Cunningham House 1 | 053 House 79.03 rooms 36-42 kitchen | Fire Blanket | 1.2m x 1.2m | 2020
Trinity College - Day Nursery | 001 Outside Play Group (Left at entrance) | Water | 6ltr | 2022
Trinity College - Day Nursery | 002 Outside play group | Co2 | 2kg | 2021
Trinity College - Day Nursery | 003 Corridor after playgroup Hung and a sign | Water | 6ltr | 2021
Trinity College - Day Nursery | 004 Kitchen mounted plus sign | Dry Powder | 2kg | 2023
Trinity College - Day Nursery | 005 Kitchen mount plus sign | Co2 | 2kg | 2021
Trinity College - Day Nursery | 006 Kitchen | Fire Blanket | 1.0m x 1.0m | 2016
Trinity College - Day Nursery | 007 Back corridor outside office needs cabinet | Water | 6ltr | 2022
Trinity College - Day Nursery | 008 Outside Staff Room | Hose Reel | 19mm Fixed Auto Hose Reel
Trinity College - Day Nursery | 009 Staff room needs mounted plus sign | Fire Blanket | 1.0m x 1.0m | 2020
Trinity College - Day Nursery | 010 Cloackroam (Right of entrance) needs box | Water | 6ltr | 2022
Trinity College - Day Nursery | 011 Cloackroam (Right of Entrance) | Co2 | 2kg | 2021
Trinity College - Day Nursery | 012 Switch room through kitchen CANT FIND | Co2 | 5kg | 2021
Trinity College - Dunlop/Oriel | 001 Basement | Water | 6ltr | 2021
Trinity College - Dunlop/Oriel | 002 Basement | Co2 | 2kg | 2021
Trinity College - Dunlop/Oriel | 002A boiler next to unit 002 | Fire Blanket | 1.2m x 1.2m | 2016
Trinity College - Dunlop/Oriel | 002B boiler room | Co2 | 2kg | 2021
Trinity College - Dunlop/Oriel | 002C boiler room (Auto) | Dry Powder | 6kg (Automatic) | 2016
Trinity College - Dunlop/Oriel | 003 Basement dental records | Foam | 6ltr | 2020
Trinity College - Dunlop/Oriel | 003A back steps beside toilets | Water | 6ltr | 2021
Trinity College - Dunlop/Oriel | 004 Gr Floor Main Entrance | Water | 6ltr | 2022
Trinity College - Dunlop/Oriel | 005 Gr Floor main Entrance | Co2 | 2kg | 2021
Trinity College - Dunlop/Oriel | 006 Grd floor computer room 1.17 | Co2 | 2kg | 2024
Trinity College - Dunlop/Oriel | 007 Grd floor computer room 1.17 | Co2 | 2kg | 2024
Trinity College - Dunlop/Oriel | 008 Grd floor computer room 1.18 | Co2 | 2kg | 2024
Trinity College - Dunlop/Oriel | 009 Gr floor Computer room 1.18 | Co2 | 2kg | 2021
Trinity College - Dunlop/Oriel | 010 Gr floor outside room 1.09 New | Water | 6ltr | 2020
Trinity College - Dunlop/Oriel | 011 Gr Floor 1.09 | Co2 | 2kg | 2024
Trinity College - Dunlop/Oriel | 012 bottom of Basement Stairs at 1.06 | Foam | 6ltr | 2022
Trinity College - Dunlop/Oriel | 013 Grd floor stairs Westland Row at 1.06 | Water | 6ltr | 2021
Trinity College - Dunlop/Oriel | 014 Grd Floor Westland Row entrance | Water | 6ltr | 2021
Trinity College - Dunlop/Oriel | 015 Grd Floor Westland Row entrance | Co2 | 2kg | 2024
Trinity College - Dunlop/Oriel | 017 1st floor entrance | Water | 6ltr | 2021
Trinity College - Dunlop/Oriel | 018 1st Floor Computer 2.06 | Co2 | 2kg | 2022
Trinity College - Dunlop/Oriel | 019 1st floor computer 2.06 | Co2 | 2kg | 2022
Trinity College - Dunlop/Oriel | 020 1st floor computer 2.05 | Co2 | 2kg | 2022
Trinity College - Dunlop/Oriel | 021 1st floor computer 2.05 | Co2 | 2kg | 2022
Trinity College - Dunlop/Oriel | 022 1st Floor Room 2.08 | Co2 | 2kg | 2022
Trinity College - Dunlop/Oriel | 023 1st floor outside Room 2.04 | Water | 6ltr | 2021
Trinity College - Dunlop/Oriel | 024 1st floor outside room 2.04 | Co2 | 2kg | 2024
Trinity College - Dunlop/Oriel | 025 2nd floor outside ladies toilets | Water | 6ltr | 2021
Trinity College - Dunlop/Oriel | 026 Outside 3.06 | Water | 6ltr | 2022
Trinity College - Dunlop/Oriel | 027 Outside Room 3.06 | Co2 | 2kg | 2024
Trinity College - Dunlop/Oriel | 029 outside room 3.22 New | Water | 6ltr | 2020
Trinity College - Dunlop/Oriel | 030 outside Room 3.22 | Co2 | 2kg | 2024
Trinity College - Dunlop/Oriel | 031 4th Floor outside 4.21 | Foam | 6ltr | 2022
Trinity College - Dunlop/Oriel | 032 4th Floor outside 4.21 | Co2 | 2kg | 2021
Trinity College - Dunlop/Oriel | 033 4th Floor outside 4.14 | Water | 6ltr | 2022
Trinity College - Dunlop/Oriel | 034 4th floor outside 4.14 | Co2 | 2kg | 2021
Trinity College - Dunlop/Oriel | 035 4th floor outside Room 4.08 | Foam | 6ltr | 2022
Trinity College - Dunlop/Oriel | 036 4th floor outside Room 4.08 | Co2 | 2kg | 2021
Trinity College - Dunlop/Oriel | 037 outside room 4.01 | Foam | 6ltr | 2016
Trinity College - Dunlop/Oriel | 038 outside room 4.01 | Co2 | 2kg | 2016
Trinity College - Dunlop/Oriel | 039 3rd floor Back Stairs | Foam | 6ltr | 2016
Trinity College - Dunlop/Oriel | 040 3rd floor back stairs | Co2 | 2kg | 2016
Trinity College - Dunlop/Oriel | 041 2nd floor back stairs | Foam | 6ltr | 2016
Trinity College - Dunlop/Oriel | 042 2nd floor back stairs | Co2 | 2kg | 2016
Trinity College - Dunlop/Oriel | 043 1st floor back stairs | Foam | 6ltr | 2016
Trinity College - Dunlop/Oriel | 044 1st floor back stairs | Co2 | 2kg | 2016
Trinity College - Dunlop/Oriel | 044A kitchen 1st floor stairs (staff only door) | Fire Blanket | 1.0m x 1.0m | 2015
Trinity College - Dunlop/Oriel | 045 Basement back stairs | Foam | 6ltr | 2016
Trinity College - Dunlop/Oriel | 046 Basement back stairs | Co2 | 2kg | 2016
Trinity College - Dunlop/Oriel | 048 Basement server room back stairs | Co2 | 2kg | 2016
Trinity College - Dunlop/Oriel | 049 server room above unit 048 | Fire Blanket | 1.2m x 1.2m | 2015
Trinity College - East Chapel | 001 Ground Floor entrance | Water | 6ltr | 2022
Trinity College - East Chapel | 002 Ground Floor Trinity Foundation | Co2 | 2kg | 2021
Trinity College - East Chapel | 003 1st Floor landing | Water | 6ltr | 2023
Trinity College - East Chapel | 004 1st Floor Trinity Foundation | Co2 | 2kg | 2021
Trinity College - East Chapel | 005 2nd floor landing 2nd Floor | Water | 6ltr | 2023
Trinity College - East Chapel | 006 2nd Floor landing | Co2 | 2kg | 2020
Trinity College - East Chapel | 007 2nd Floor Library Kitchen | Dry Powder | 1kg | 2020
Trinity College - East Chapel | 008 2nd Floor Library Kitchen | Fire Blanket | 1.2m x 1.2m | 2023
Trinity College - East Chapel | 009 Basement Linen Room | Water | 6ltr | 2023
Trinity College - East Chapel | 010 Basement Linen Room | Co2 | 2kg | 2023
Trinity College - East Chapel | 011 rear Basement Linen Room | Water | 6ltr | 2020
Trinity College - East Theatre | 001 Ground Floor entrance | Water | 6ltr | 2021
Trinity College - East Theatre | 002 Ground Floor entrance | Co2 | 2kg | 2022
Trinity College - East Theatre | 003 Ground floor office RHS of entrance | Co2 | 2kg | 2022
Trinity College - East Theatre | 004 Ground Floor Treasury LHS of building | Water | 6ltr | 2023
Trinity College - East Theatre | 005 Basement | Water | 6ltr | 2021
Trinity College - East Theatre | 006 1st Floor Landing | Water | 6ltr | 2021
Trinity College - East Theatre | 007 1st floor landing | Co2 | 2kg | 2021
Trinity College - East Theatre | 008 1st Floor Rear Office RHS | Co2 | 2kg | 2023
Trinity College - East Theatre | 009 2nd Floor Landing | Water | 6ltr | 2022
Trinity College - East Theatre | 010 2nd Floor RHS Office | Co2 | 2kg | 2020
Trinity College - East Theatre | 011 2nd Floor LHS Office | Co2 | 2kg | 2023
Trinity College - EED 4&5 | 001 Roof Plant Room 4 New | Dry Powder | 6kg | 2020
Trinity College - EED 4&5 | 002 Roof Plant Room 4 New | Dry Powder | 6kg | 2020
Trinity College - EED 4&5 | 003 Roof Plant Room b/s Bio Lab | Dry Powder | 6kg | 2021
Trinity College - EED 4&5 | 004 Roof Plant Room b/s Bio Lab New | Dry Powder | 6kg | 2020
Trinity College - EED 4&5 | 005 Roof Plant Room b/s Bio Lab | Co2 | 2kg | 2021
Trinity College - EED 4&5 | 006 LEVEL 4 Outside Bio Lab | Dry Powder | 6kg | 2021
Trinity College - EED 4&5 | 007 Outside Bio Lab | Co2 | 2kg | 2021
Trinity College - EED 4&5 | 008 Outside Bio Lab | Fire Blanket | 1.2m x 1.2m | 2015
Trinity College - EED 4&5 | 009 Bio Lab | Foam | 6ltr | 2021
Trinity College - EED 4&5 | 010 Bio Lab | Co2 | 2kg | 2021
Trinity College - EED 4&5 | 011 Bio Lab | Fire Blanket | 1.8m x 1.2m | 2022
Trinity College - EED 4&5 | 012 Outside Chemical Store | Dry Powder | 4kg | 2019
Trinity College - EED 4&5 | 013 Outside Chemical Store | Co2 | 2kg | 2023
Trinity College - EED 4&5 | 014 Outside Chemical Store | Fire Blanket | 1.8m x 1.2m | 2022
Trinity College - EED 4&5 | 015 Chemical Store small Lab (CLASS D) New | Dry Powder | 9kg | 2021
Trinity College - EED 4&5 | 015A Plant Room at staircase | Co2 | 5kg | 2023
Trinity College - EED 4&5 | 016 Outside Pharmacognosy 4/07 NEW | Dry Powder | 6kg | 2020
Trinity College - EED 4&5 | 017 Outside Pharmacognosy 4/07 | Co2 | 2kg | 2023
Trinity College - EED 4&5 | 018 Outside Pharmacognosy 4/07 | Fire Blanket | 1.0m x 1.0m | 2015
Trinity College - EED 4&5 | 019 Corridor New | Dry Powder | 6kg | 2020
Trinity College - EED 4&5 | 020 Corridor | Co2 | 2kg | 2023
Trinity College - EED 4&5 | 021 Corridor | Fire Blanket | 1.0m x 1.0m | 2015
Trinity College - EED 4&5 | 022 Pharmacognosy teaching lab 4/02 | Dry Powder | 4kg | 2019
Trinity College - EED 4&5 | 023 Pharmacognosy teaching lab 4/02 | Co2 | 2kg | 2019
Trinity College - EED 4&5 | 024 Pharmacognosy teaching lab 4/02 | Fire Blanket | 1.0m x 1.0m | 2015
Trinity College - EED 4&5 | 025 Pharmaceutical teaching lab 4/02 | Dry Powder | 6kg | 2021
Trinity College - EED 4&5 | 026 Pharmaceutical teaching lab 4/02 | Co2 | 2kg | 2015
Trinity College - EED 4&5 | 027 Pharmaceutical teaching lab 4/02 | Fire Blanket | 1.0m x 1.0m | 2015
Trinity College - EED 4&5 | 028 Plant Room 5 at staircase | Co2 | 5kg | 2015
Trinity College - EED 4&5 | 029 LEVEL 3 Pharmacology demo lab 3.05 | Foam | 6ltr | 2019
Trinity College - EED 4&5 | 030 Pharmacology demo lab 3.05 | Co2 | 2kg | 2021
Trinity College - EED 4&5 | 031 Natural products research 3/03 | Fire Blanket | 1.0m x 1.0m | 2015
Trinity College - EED 4&5 | 031A 3rd floor room 3/04 | Fire Blanket | 1.2m x 1.2m | 2017
Trinity College - EED 4&5 | 032 Outside 3/09 (CLASS D) CHANGE New | Dry Powder | 9kg | 2021
Trinity College - EED 4&5 | 033 Outside 3/09 | Dry Powder | 6kg | 2021
Trinity College - EED 4&5 | 034 Outside 3/09 | Co2 | 2kg | 2021
Trinity College - EED 4&5 | 035 Outside 3/09 | Fire Blanket | 1.0m x 1.0m | 2015
Trinity College - EED 4&5 | 036 Pharmacognosy Room 3/09 | Fire Blanket | 1.0m x 1.0m | 2015
Trinity College - EED 4&5 | 037 Lab 3/01 | Fire Blanket | 1.0m x 1.0m | 2015
Trinity College - EED 4&5 | 038 Outside Room 3.10 | Dry Powder | 2kg | 2016
Trinity College - EED 4&5 | 039 Outside Room 3.10 | Co2 | 2kg | 2021
Trinity College - EED 4&5 | 040 Outside Room 3.10 | Fire Blanket | 1.0m x 1.0m | 2015
Trinity College - EED 4&5 | 041 Computer lab 3.16 | Dry Powder | 6kg | 2021
Trinity College - EED 4&5 | 042 Computer lab 3.16 | Co2 | 2kg | 2021
Trinity College - EED 4&5 | 043 Computer lab 3.16 | Fire Blanket | 1.0m x 1.0m | 2015
Trinity College - EED 4&5 | 044 Computer lab 3.16 | Fire Blanket | 1.0m x 1.0m | 2015
Trinity College - EED 4&5 | 045 Computer lab 3.16 | Dry Powder | 6kg | 2021
Trinity College - EED 4&5 | 046 Computer lab 3.16 | Co2 | 2kg | 2021
Trinity College - EED 4&5 | 047 Computer lab 3.16 | Fire Blanket | 1.0m x 1.0m | 2015
Trinity College - EED 4&5 | 048 Outside Computer lab 3.16 | Dry Powder | 2kg | 2016
Trinity College - EED 4&5 | 049 Outside computer lab 3.16 | Co2 | 2kg | 2021
Trinity College - EED 4&5 | 050 Outside computer lab 3.16 | Fire Blanket | 1.0m x 1.0m | 2017
Trinity College - EED 4&5 | 050A 3rd floor room 3.12 New | Fire Blanket | 1.2m x 1.2m | 2020
Trinity College - EED 4&5 | 051 Lab 3.17 New | Fire Blanket | 1.2m x 1.2m | 2020
Trinity College - EED 4&5 | 052 Outside room 3.19 | Dry Powder | 4kg | 2016
Trinity College - EED 4&5 | 053 Outside room 3.19 | Co2 | 2kg | 2023
Trinity College - EED 4&5 | 054 Outside room 3.19 | Fire Blanket | 1.0m x 1.0m | 2015
Trinity College - EED 4&5 | 055 Lab 3.21 | Dry Powder | 6kg | 2021
Trinity College - EED 4&5 | 056 Lab 3.21 | Co2 | 2kg | 2021
Trinity College - EED 4&5 | 057 Lab 3.21 | Fire Blanket | 1.0m x 1.0m | 2015
Trinity College - EED 4&5 | 057A room 3.23 NEW | Fire Blanket | 1.2m x 1.2m | 2020
Trinity College - EED 4&5 | 057B inside room 3.26 | Fire Blanket | 1.2m x 1.2m | 2017
Trinity College - EED 4&5 | 057C inside room 3.26 | Co2 | 2kg | 2021
Trinity College - EED 4&5 | 058 Corridor at room 3.26 | Dry Powder | 6kg | 2021
Trinity College - EED 4&5 | 059 Corridor at 3.26 | Co2 | 2kg | 2023
Trinity College - EED 4&5 | 059a Room 3.24 | Fire Blanket | 1.0m x 1.0m | 2017
Trinity College - EED 4&5 | 059b Room 3.24 | Co2 | 2kg | 2023
Trinity College - EED 4&5 | 060 Corridor at 3.26 NEW | Fire Blanket | 1.2m x 1.2m | 2020
Trinity College - EED 4&5 | 060A Wellcome Ocular Genetics Unit 3.26 | Co2 | 2kg | 2021
Trinity College - EED 4&5 | 060B Wellcome Ocular Genetics Unit 3.26 | Fire Blanket | 1.2m x 1.2m | 2015
Trinity College - EED 4&5 | 060C welcome ocular genetics unit 3.33 | Co2 | 2kg | 2021
Trinity College - EED 4&5 | 060D Gene Therapy Unit | Co2 | 2kg | 2021
Trinity College - EED 4&5 | 060E Gene Therapy Unit | Co2 | 2kg | 2023
Trinity College - EED 4&5 | 060F Gene Therapy Unit | Co2 | 2kg | 2021
Trinity College - EED 4&5 | 060g gene therapy unit | Co2 | 2kg | 2023
Trinity College - EED 4&5 | 060G Gene Therapy Unit New | Fire Blanket | 1.2m x 1.2m | 2020
Trinity College - EED 4&5 | 060i gene therapy unit | Dry Powder | 4kg | 2023
Trinity College - EED 4&5 | 060J Plantroom | Co2 | 2kg | 2015
Trinity College - EED 4&5 | 060K Plantroom | Dry Powder | 6kg | 2023
Trinity College - EED 4&5 | 061 LEVEL 2 Lab 2.31 New | Dry Powder | 2kg | 2020
Trinity College - EED 4&5 | 062 Lab 2.31 | Co2 | 2kg | 2023
Trinity College - EED 4&5 | 063 Lab 2.31 | Fire Blanket | 1.0m x 1.0m | 2015
Trinity College - EED 4&5 | 064 Room off 2.31 | Dry Powder | 2kg | 2021
Trinity College - EED 4&5 | 065 Room off 2.31 | Co2 | 2kg | 2023
Trinity College - EED 4&5 | 066 Room off 2.31 | Fire Blanket | 1.0m x 1.0m | 2015
Trinity College - EED 4&5 | 067 Corridor at dark room 2.26 | Dry Powder | 2kg | 2022
Trinity College - EED 4&5 | 068 Corridor at dark room 2.26 | Co2 | 2kg | 2021
Trinity College - EED 4&5 | 069 Corridor at dark room 2.26 | Fire Blanket | 1.0m x 1.0m | 2015
Trinity College - EED 4&5 | 070 Molecular cell biology 2.23 | Dry Powder | 2kg | 2021
Trinity College - EED 4&5 | 071 Molecular cell biology 2.23 | Co2 | 2kg | 2023
Trinity College - EED 4&5 | 072 Molecular cell biology 2.23 | Fire Blanket | 1.0m x 1.0m | 2015
Trinity College - EED 4&5 | 073 Room 2.22 | Dry Powder | 2kg | 2016
Trinity College - EED 4&5 | 074 Room 2.22 New | Fire Blanket | 1.2m x 1.2m | 2020
Trinity College - EED 4&5 | 075 Room 2.21 | Dry Powder | 2kg | 2016
Trinity College - EED 4&5 | 076 Room 2.21 | Co2 | 2kg | 2021
Trinity College - EED 4&5 | 077 Room 2.21 | Fire Blanket | 1.2m x 1.2m | 2015
Trinity College - EED 4&5 | 078 Room 2.20 | Dry Powder | 4kg | 2016
Trinity College - EED 4&5 | 079 Room 2.20 | Co2 | 2kg | 2021
Trinity College - EED 4&5 | 080 Room 2.20 | Fire Blanket | 1.0m x 1.0m | 2015
Trinity College - EED 4&5 | 081 Room 2.19 | Dry Powder | 4kg | 2016
Trinity College - EED 4&5 | 082 Room 2.19 | Co2 | 2kg | 2015
Trinity College - EED 4&5 | 083 Room 2.19 | Dry Powder | 4kg | 2019
Trinity College - EED 4&5 | 084 Room 2.19 | Co2 | 2kg | 2015
Trinity College - EED 4&5 | 085 Room 2.19 | Fire Blanket | 1.1m x 1.1m | 2018
Trinity College - EED 4&5 | 086 Outside 2.19 New | Dry Powder | 6kg | 2020
Trinity College - EED 4&5 | 087 Outside room 2.19 | Co2 | 2kg | 2021
Trinity College - EED 4&5 | 088 Outside room 2.19 | Fire Blanket | 1.0m x 1.0m | 2015
Trinity College - EED 4&5 | 089 Room 2.18 | Dry Powder | 4kg | 2016
Trinity College - EED 4&5 | 090 Room 2.18 | Co2 | 2kg | 2015
Trinity College - EED 4&5 | 091 Room 2.18 | Fire Blanket | 1.0m x 1.0m | 2015
Trinity College - EED 4&5 | 092 Corridor at room 2.15 | Dry Powder | 2kg | 2016
Trinity College - EED 4&5 | 093 Corridor at room 2.15 | Co2 | 2kg | 2021
Trinity College - EED 4&5 | 094 Corridor at room 2.15 New | Fire Blanket | 1.2m x 1.2m | 2020
Trinity College - EED 4&5 | 095 Analysis Lab 2.15 | Dry Powder | 4kg | 2016
Trinity College - EED 4&5 | 096 Analysis Lab 2.15 | Co2 | 2kg | 2021
Trinity College - EED 4&5 | 097 Analysis Lab 2.15 | Fire Blanket | 1.0m x 1.0m | 2018
Trinity College - EED 4&5 | 098 Analysis Lab 2.15 | Dry Powder | 4kg | 2016
Trinity College - EED 4&5 | 099 Analysis Lab 2.15 | Co2 | 2kg | 2015
Trinity College - EED 4&5 | 100 Analysis Lab 2.15 NEW | Fire Blanket | 1.2m x 1.2m | 2020
Trinity College - EED 4&5 | 101 Room 2.14 (CLASS D L2) | Dry Powder | 9kg (L2) | 2021
Trinity College - EED 4&5 | 102 Room 2.14 | Co2 | 2kg | 2018
Trinity College - EED 4&5 | 103 Room 2.14 New | Fire Blanket | 1.2m x 1.2m | 2020
Trinity College - EED 4&5 | 104 Room 2.12 / 2.13 | Dry Powder | 2kg | 2016
Trinity College - EED 4&5 | 105 Room 2.12 / 2.13 | Co2 | 2kg | 2021
Trinity College - EED 4&5 | 106 Room 2.12 / 2.13 New | Fire Blanket | 1.2m x 1.2m | 2020
Trinity College - EED 4&5 | 107 Room 2.12 / 2.13 (CLASS D) | Dry Powder | 9kg (L2) | 2021
Trinity College - EED 4&5 | 108 Room 2.12 / 2.13 | Dry Powder | 4kg | 2016
Trinity College - EED 4&5 | 109 Room 2.12 / 2.13 | Co2 | 2kg | 2015
Trinity College - EED 4&5 | 110 Room 2.12 / 2.13 | Fire Blanket | 1.2m x 1.2m | 2020
Trinity College - EED 4&5 | 111 Corridor Lab 2.01 | Dry Powder | 2kg | 2021
Trinity College - EED 4&5 | 112 Corridor Lab 2.01 | Co2 | 2kg | 2015
Trinity College - EED 4&5 | 113 Corridor Lab 2.01 | Fire Blanket | 1.0m x 1.0m | 2015
Trinity College - EED 4&5 | 114 Room 2.08 | Dry Powder | 6kg | 2020
Trinity College - EED 4&5 | 115 Prep room 2.07 | Dry Powder | 2kg | 2016
Trinity College - EED 4&5 | 116 Prep room 2.07 | Fire Blanket | 1.2m x 1.2m | 2015
Trinity College - EED 4&5 | 117 Outside prep room 2.07 B/B | Dry Powder | 4kg | 2016
Trinity College - EED 4&5 | 118 Outside prep room 2.07 B/B | Co2 | 2kg | 2021
Trinity College - EED 4&5 | 119 Outside prep room 2.07 | Fire Blanket | 1.0m x 1.0m | 2015
Trinity College - EED 4&5 | 120 Room 2.06 | Fire Blanket | 1.0m x 1.0m | 2015
Trinity College - EED 4&5 | 121 Corridor at plant room AH01 | Dry Powder | 4kg | 2019
Trinity College - EED 4&5 | 122 Corridor at plant room AH01 New | Co2 | 2kg | 2020
Trinity College - EED 4&5 | 123 Corridor at plant room AH01 | Fire Blanket | 1.2m x 1.2m | 2023
Trinity College - EED 4&5 | 124 1st Floor Outside Liquid Nitrogen Room | Dry Powder | 4kg | 2016
Trinity College - EED 4&5 | 125 1st Floor Outside Liquid Nitrogen Room | Co2 | 2kg | 2021
Trinity College - EED 4&5 | 126 Pharmacy Teaching Lab | Dry Powder | 4kg | 2016
Trinity College - EED 4&5 | 127 Pharmacy Teaching Lab 1/21 | Co2 | 2kg | 2021
Trinity College - EED 4&5 | 128 Pharmacy Teaching Lab | Fire Blanket | 1.0m x 1.0m | 2015
Trinity College - EED 4&5 | 129 Pharmacy Teaching Lab | Dry Powder | 4kg | 2016
Trinity College - EED 4&5 | 130 Pharmacy Teaching Lab 1/21 | Co2 | 2kg | 2021
Trinity College - EED 4&5 | 131 Pharmacy Teaching Lab | Fire Blanket | 1.8m x 1.2m | 2015
Trinity College - EED 4&5 | 132 Lab 1/12 | Fire Blanket | 1.0m x 1.0m | 2015
Trinity College - EED 4&5 | 133 Lab 1/13 | Fire Blanket | 1.0m x 1.0m | 2015
Trinity College - EED 4&5 | 134 Lab 1/14 | Fire Blanket | 1.0m x 1.0m | 2015
Trinity College - EED 4&5 | 135 Lab 1/15 | Fire Blanket | 1.0m x 1.0m | 2015
Trinity College - EED 4&5 | 136 Corridor | Dry Powder | 6kg | 2021
Trinity College - EED 4&5 | 137 Corridor | Co2 | 2kg | 2021
Trinity College - EED 4&5 | 138 Lab 1/16 | Fire Blanket | 1.0m x 1.0m | 2015
Trinity College - EED 4&5 | 139 Lab 1/18 | Fire Blanket | 1.0m x 1.0m | 2018
Trinity College - EED 4&5 | 140 Lab 1/09 | Fire Blanket | 1.0m x 1.0m | 2015
Trinity College - EED 4&5 | 141 Corridor Outside Lab 1/11 | Dry Powder | 6kg | 2021
Trinity College - EED 4&5 | 142 Corridor Outside Lab 1/11 | Co2 | 2kg | 2021
Trinity College - EED 4&5 | 143 Lab 1/08 | Fire Blanket | 1.0m x 1.0m | 2015
Trinity College - EED 4&5 | 144 Lab 1/07 | Fire Blanket | 1.0m x 1.0m | 2015
Trinity College - EED 4&5 | 145 Outside Lab 1/03 | Dry Powder | 4kg | 2016
Trinity College - EED 4&5 | 146 Outside Lab 1/03 | Co2 | 2kg | 2015
Trinity College - EED 4&5 | 147 Outside Lab 1/03 | Fire Blanket | 1.2m x 1.2m | 2015
Trinity College - EED 4&5 | 148 Lab 1/06 | Dry Powder | 2kg | 2016
Trinity College - EED 4&5 | 149 Lab 1/06 | Co2 | 2kg | 2021
Trinity College - EED 4&5 | 150 Lab 1/04 | Fire Blanket | 1.0m x 1.0m | 2015
Trinity College - EED 4&5 | 151 Lab 1/03 | Fire Blanket | 1.0m x 1.0m | 2015
Trinity College - EED 4&5 | 152 Lab 1/02 | Fire Blanket | 1.0m x 1.0m | 2015
Trinity College - EED 4&5 | 153 Lab 1/01 | Fire Blanket | 1.0m x 1.0m | 2015
Trinity College - EED 4&5 | 154 Outside Radiation Room 1.43 | Dry Powder | 6kg | 2021
Trinity College - EED 4&5 | 155 Outside Radiation Room 1.43 | Co2 | 2kg | 2023
Trinity College - EED 4&5 | 156 Outside Radiation Room 1.43 NEW | Fire Blanket | 1.2m x 1.2m | 2020
Trinity College - EED 4&5 | 157 Lab 1.27 | Dry Powder | 2kg | 2021
Trinity College - EED 4&5 | 158 Lab 1.27 | Co2 | 2kg | 2023
Trinity College - EED 4&5 | 159 Lab 1.27 | Fire Blanket | 1.2m x 1.2m | 2016
Trinity College - EED 4&5 | 160 Lab 1.26 | Dry Powder | 2kg | 2021
Trinity College - EED 4&5 | 161 Lab 1.26 | Co2 | 2kg | 2021
Trinity College - EED 4&5 | 162 Lab 1.26 | Fire Blanket | 1.0m x 1.0m | 2015
Trinity College - EED 4&5 | 163 Outside Computer Room 1.29 | Dry Powder | 6kg | 2021
Trinity College - EED 4&5 | 164 Outside Computer Room 1.29 | Co2 | 2kg | 2021
Trinity College - EED 4&5 | 165 Outside Computer Room 1.29 New | Fire Blanket | 1.2m x 1.2m | 2020
Trinity College - EED 4&5 | 166 Outside Lab 1.36 | Dry Powder | 2kg | 2021
Trinity College - EED 4&5 | 167 Outside Lab 1.36 | Co2 | 2kg | 2021
Trinity College - EED 4&5 | 168 Outside Lab 1.36 New | Fire Blanket | 1.2m x 1.2m | 2020
Trinity College - EED 4&5 | 169 Plant Development Genetics 1.36 B/B | Dry Powder | 6kg | 2021
Trinity College - EED 4&5 | 170 Plant Development Genetics 1.36 | Co2 | 2kg | 2021
Trinity College - EED 4&5 | 171 Plant Development Genetics 1.36 | Fire Blanket | 1.0m x 1.0m | 2015
Trinity College - EED 4&5 | 172 Ground Floor Lab Far Left | Dry Powder | 2kg | 2021
Trinity College - EED 4&5 | 173 Ground Floor Lab Far Left | Co2 | 2kg | 2023
Trinity College - EED 4&5 | 174 Ground Floor Lab Far Left | Fire Blanket | 1.0m x 1.0m | 2015
Trinity College - EED 4&5 | 175 Back Corridor | Dry Powder | 2kg | 2016
Trinity College - EED 4&5 | 176 fire exit beside prep lab | Co2 | 2kg | 2021
Trinity College - EED 4&5 | 177 Back Corridor | Fire Blanket | 1.0m x 1.0m | 2015
Trinity College - EED 4&5 | 178 Rear Lab | Dry Powder | 4kg | 2019
Trinity College - EED 4&5 | 179 Rear Lab | Co2 | 2kg | 2015
Trinity College - EED 4&5 | 180 Rear Lab | Fire Blanket | 1.0m x 1.0m | 2015
Trinity College - EED 4&5 | 181 Middle Lab | Dry Powder | 4kg | 2019
Trinity College - EED 4&5 | 182 Middle Lab | Co2 | 2kg | 2021
Trinity College - EED 4&5 | 183 Middle Lab | Fire Blanket | 1.0m x 1.0m | 2015
Trinity College - EED 4&5 | 184 Front Lab | Dry Powder | 4kg | 2016
Trinity College - EED 4&5 | 185 Front Lab | Co2 | 2kg | 2021
Trinity College - EED 4&5 | 186 Front Lab | Fire Blanket | 1.0m x 1.0m | 2015
Trinity College - EED 4&5 | 187 Front Lab NEW | Dry Powder | 6kg | 2020
Trinity College - EED 4&5 | 188 Front Lab | Co2 | 2kg | 2021
Trinity College - EED 4&5 | 189 Front Lab | Fire Blanket | 1.0m x 1.0m | 2015
Trinity College - EED 4&5 | 190 Back Store | Dry Powder | 2kg | 2016
Trinity College - EED 4&5 | 191 prep room | Co2 | 2kg | 2021
Trinity College - EED 4&5 | 192 Back Store | Fire Blanket | 1.0m x 1.0m | 2015
Trinity College - EED 4&5 | 193 Rear Lab (CLASS D) swchool of chemistry New | Dry Powder | 9kg (L2) | 2021
Trinity College - EED 4&5 | 194 Rear Lab | Co2 | 2kg | 2021
Trinity College - EED 4&5 | 195 Rear Lab | Fire Blanket | 1.0m x 1.0m | 2015
Trinity College - EED 4&5 | 196 Rear Lab (CLASS D) school of chemistry New | Co2 | 5kg | 2021
Trinity College - EED 4&5 | 197 Rear Lab | Co2 | 2kg | 2021
Trinity College - EED 4&5 | 198 Rear Lab | Fire Blanket | 1.0m x 1.0m | 2015
Trinity College - EED 4&5 | 199 Front Lab (CLASS D) school of chemistry New | Dry Powder | 9kg (L2) | 2021
Trinity College - EED 4&5 | 200 Front Lab | Co2 | 2kg | 2021
Trinity College - EED 4&5 | 201 Front Lab | Fire Blanket | 1.0m x 1.0m | 2015
Trinity College - EED 4&5 | 202 Front Lab | Dry Powder | 6kg | 2021
Trinity College - EED 4&5 | 203 Front Lab | Co2 | 2kg | 2021
Trinity College - EED 4&5 | 204 Front Lab | Fire Blanket | 1.0m x 1.0m | 2018
Trinity College - EED 4&5 | 204A opposite Bio lab ground floor entrance. | Water | 6ltr | 2021
Trinity College - EED 4&5 | 204B far left corner of main hall | Water | 6ltr | 2021
Trinity College - EED 4&5 | 205 East End 4 | Foam | 6ltr | 2015
Trinity College - EED 4&5 | 205A plantroom 1 New | Co2 | 5kg | 2020
Trinity College - EED 4&5 | 206 East End 4 | Co2 | 2kg | 2015
Trinity College - EED 4&5 | 207 Lecture Theatre 3 | Foam | 6ltr | 2021
Trinity College - EED 4&5 | 208 Lecture Theatre 3 | Co2 | 2kg | 2015
Trinity College - EED 4&5 | 209 Lecture Theatre 2 | Foam | 6ltr | 2021
Trinity College - EED 4&5 | 210 Lecture Theatre 2 | Co2 | 2kg | 2015
Trinity College - EED 4&5 | 211 Biosciences Corridor Outside Workshop B.48 | Foam | 6ltr | 2022
Trinity College - EED 4&5 | 212 Biosciences Corridor Outside Workshop B.48 | Co2 | 2kg | 2015
Trinity College - EED 4&5 | 213 Biosciences Corridor Outside Workshop B.48 | Fire Blanket | 1.0m x 1.0m | 2015
Trinity College - EED 4&5 | 214 Corridor Outside Cleaning Stores B.42 | Foam | 6ltr | 2015
Trinity College - EED 4&5 | 215 Corridor Outside Cleaning Stores B.42 | Co2 | 2kg | 2015
Trinity College - EED 4&5 | 216 Corridor Outside Cleaning Stores B.42 | Fire Blanket | 1.2m x 1.2m | 2016
Trinity College - EED 4&5 | 217 Room Opposite B.38 | Co2 | 2kg | 2015
Trinity College - EED 4&5 | 218 Room Opposite B.38 New | Fire Blanket | 1.2m x 1.2m | 2020
Trinity College - EED 4&5 | 219 Switch Room Beside Genetics Dept | Co2 | 2kg | 2015
Trinity College - EED 4&5 | 220 Lift Plant Room | Co2 | 2kg | 2023
Trinity College - EED 4&5 | 221 Lift Plant Room (AUTO) | Dry Powder | 6kg (Automatic) | 2021
Trinity College - EED 4&5 | 222 Corridor | Foam | 6ltr | 2021
Trinity College - EED 4&5 | 223 Corridor beside lift | Co2 | 2kg | 2015
Trinity College - EED 4&5 | 224 Outside East End 2 | Foam | 6ltr | 2021
Trinity College - EED 4&5 | 225 Outside East End 2 | Co2 | 2kg | 2015
Trinity College - EED 4&5 | 226 Lift Plant Room Top of Corridor Opposite | Co2 | 2kg | 2015
Trinity College - EED 4&5 | 227 Lift Plant Room Top of Corridor by (AUTO) | Dry Powder | 6kg (Automatic) | 2021
Trinity College - EED 4&5 | 228 East End 3 | Foam | 6ltr | 2021
Trinity College - EED 4&5 | 229 East End 3 | Co2 | 2kg | 2015
Trinity College - EED 4&5 | 230 Lecture Theatre 1 | Foam | 6ltr | 2021
Trinity College - EED 4&5 | 231 Lecture Theatre 1 New | Co2 | 2kg | 2020
Trinity College - EED 4&5 | 232 Plant Room 2 | Co2 | 5kg | 2015
Trinity College - EED 4&5 | 233 Centre for Microscopy & Analysis | Foam | 6ltr | 2021
Trinity College - EED 4&5 | 234 Centre for Microscopy & Analysis NEW | Co2 | 2kg | 2020
Trinity College - EED 4&5 | 234A | Fire Blanket | 1.2m x 1.2m | 2015
Trinity College - EED 4&5 | 235 Centre for Microscopy & Analysis office area | Foam | 6ltr | 2021
Trinity College - EED 4&5 | 236 Centre for Microscopy & Analysis office area | Co2 | 2kg | 2015
Trinity College - Electronic & Electrical Engineering Department (Stack B) | 001 Entrance | Water | 6ltr | 2024
Trinity College - Electronic & Electrical Engineering Department (Stack B) | 002 Entrance | Co2 | 2kg | 2016
Trinity College - Electronic & Electrical Engineering Department (Stack B) | 003 go Left down corridor | Water | 6ltr | 2024
Trinity College - Electronic & Electrical Engineering Department (Stack B) | 004 Down corridor | Co2 | 2kg | 2023
Trinity College - Electronic & Electrical Engineering Department (Stack B) | 005 Mid corridor | Water | 6ltr | 2024
Trinity College - Electronic & Electrical Engineering Department (Stack B) | 006 Mid corridor | Co2 | 2kg | 2016
Trinity College - Electronic & Electrical Engineering Department (Stack B) | 007 On corridor past kitchen | Water | 6ltr | 2024
Trinity College - Electronic & Electrical Engineering Department (Stack B) | 008 on corridor past kitchen | Co2 | 2kg | 2016
Trinity College - Electronic & Electrical Engineering Department (Stack B) | 009 Behind reception | Water | 6ltr | 2024
Trinity College - Electronic & Electrical Engineering Department (Stack B) | 010 behind reception | Co2 | 2kg | 2016
Trinity College - Electronic & Electrical Engineering Department (Stack B) | 011 1st floor at lift | Water | 6ltr | 2024
Trinity College - Electronic & Electrical Engineering Department (Stack B) | 012 1st floor at lift | Co2 | 2kg | 2016
Trinity College - Electronic & Electrical Engineering Department (Stack B) | 013 1st floor kitchen RHS | Water | 6ltr | 2024
Trinity College - Electronic & Electrical Engineering Department (Stack B) | 014 1st floor kitchen | Co2 | 2kg | 2016
Trinity College - Electronic & Electrical Engineering Department (Stack B) | 015 1st floor kitchen | Fire Blanket | 1.8m x 1.2m | 2023
Trinity College - Electronic & Electrical Engineering Department (Stack B) | 016 1st floor mid corridor at offices | Water | 6ltr | 2024
Trinity College - Electronic & Electrical Engineering Department (Stack B) | 017 1st floor mid corridor at offices | Co2 | 2kg | 2016
Trinity College - Electronic & Electrical Engineering Department (Stack B) | 018 1st floor End of corridor at computer suite | Water | 6ltr | 2024
Trinity College - Electronic & Electrical Engineering Department (Stack B) | 019 1st floor end of corridor computer suite. | Co2 | 2kg | 2016
Trinity College - Electronic & Electrical Engineering Department (Stack B) | 020 2nd floor at lift | Water | 6ltr | 2024
Trinity College - Electronic & Electrical Engineering Department (Stack B) | 021 2nd floor at lift | Co2 | 2kg | 2016
Trinity College - Electronic & Electrical Engineering Department (Stack B) | 022 2nd floor offices to Right | Water | 6ltr | 2024
Trinity College - Electronic & Electrical Engineering Department (Stack B) | 023 2nd floor offices to right | Co2 | 2kg | 2016
Trinity College - Electronic & Electrical Engineering Department (Stack B) | 024 2nd floor corridor at offices | Foam | 6ltr | 2016
Trinity College - Electronic & Electrical Engineering Department (Stack B) | 025 2nd floor corridor at offices | Co2 | 2kg | 2016
Trinity College - Electronic & Electrical Engineering Department (Stack B) | 026 2nd floor corridor at computer suite | Water | 6ltr | 2024
Trinity College - Electronic & Electrical Engineering Department (Stack B) | 027 2nd floor corridor at computer suite | Co2 | 2kg | 2016
Trinity College - Electronic & Electrical Engineering Department (Stack B) | 028 3rd floor top of stairs | Water | 6ltr | 2024
Trinity College - Electronic & Electrical Engineering Department (Stack B) | 029 3rd floor top of stairs | Co2 | 2kg | 2018
Trinity College - Electronic & Electrical Engineering Department (Stack B) | 030 3rd floor top of stairs | Water | 6ltr | 2023
Trinity College - Electronic & Electrical Engineering Department (Stack B) | 031 3rd floor top of stairs | Co2 | 2kg | 2016
Trinity College - Electronic & Electrical Engineering Department (Stack B) | 032 Basement (-1 floor) at lift | Water | 6ltr | 2024
Trinity College - Electronic & Electrical Engineering Department (Stack B) | 033 Basement (-1 floor) at lift | Co2 | 2kg | 2016
Trinity College - Electronic & Electrical Engineering Department (Stack B) | 033A boiler / Plantroom facing lift | Dry Powder | 6kg | 2016
Trinity College - Electronic & Electrical Engineering Department (Stack B) | 033B comms room towards unit 034 white door right | Co2 | 5kg | 2016
Trinity College - Electronic & Electrical Engineering Department (Stack B) | 034 Corridor RHS | Dry Powder | 6kg | 2016
Trinity College - Electronic & Electrical Engineering Department (Stack B) | 035 corridor RHS | Co2 | 2kg | 2016
Trinity College - Electronic & Electrical Engineering Department (Stack B) | 036 At fire exit to the Left | Water | 6ltr | 2024
Trinity College - Electronic & Electrical Engineering Department (Stack B) | 037 opposite side of lift | Water | 6ltr | 2024
Trinity College - Electronic & Electrical Engineering Department (Stack B) | 038 at fire exit | Water | 6ltr | 2024
Trinity College - Electronic & Electrical Engineering Department (Stack B) | 039 at fire exit | Co2 | 2kg | 2016
Trinity College - Examination Hall | 001 Ground Floor | Water | 6ltr | 2024
Trinity College - Examination Hall | 002 Ground Floor | Water | 6ltr | 2022
Trinity College - Examination Hall | 003 Gallery Entrance | Co2 | 2kg | 2015
Trinity College - Examination Hall | 004 Gallery Entrance | Water | 6ltr | 2022
Trinity College - Examination Hall | 005 1st Floor Gallery | Water | 6ltr | 2022
Trinity College - Examination Hall | 006 1st Floor Gallery | Co2 | 2kg | 2020
Trinity College - Goldsmith Hall | 001 House 60 Ground Floor Room 01 P | Dry Powder | 1kg | 2020
Trinity College - Goldsmith Hall | 002 House 60 Ground Floor Room 01 P | Fire Blanket | 1.8m x 1.2m | 2020
Trinity College - Goldsmith Hall | 003 House 60 Ground Floor Room 03 P | Dry Powder | 1kg | 2020
Trinity College - Goldsmith Hall | 004 House 60 Ground Floor Room 03 P | Fire Blanket | 1.0m x 1.0m | 2020
Trinity College - Goldsmith Hall | 005 House 60 Ground FLoor Landing | Water | 6ltr | 2021
Trinity College - Goldsmith Hall | 006 House 61 Ground Floor Room 01-07 | Dry Powder | 1kg | 2020
Trinity College - Goldsmith Hall | 007 House 61 Ground Floor Room 01-07 | Fire Blanket | 1.2m x 1.2m | 2015
Trinity College - Goldsmith Hall | 001 House 60 Ground Floor Room 01 P | Dry Powder | 2kg | 2021
Trinity College - Goldsmith Hall | 009 House 60 Residence 1st Floor Room 01 P | Fire Blanket | 1.0m x 1.0m | 2020
Trinity College - Goldsmith Hall | 010 House 60 Residence 1st Floor Room 03 P | Dry Powder | 1kg | 2020
Trinity College - Goldsmith Hall | 011 House 60 1st Floor Room 03 P | Fire Blanket | 1.0m x 1.0m | 2020
Trinity College - Goldsmith Hall | 012 House 60 1st Floor Landing | Water | 6ltr | 2021
Trinity College - Goldsmith Hall | 013 House 60 Residence 1st Floor Room 01-09 | Dry Powder | 1kg | 2015
Trinity College - Goldsmith Hall | 014 House 60 Residence 1st Floor Room 01-09 | Fire Blanket | 1.0m x 1.0m | 2018
Trinity College - Goldsmith Hall | 015 House 60 Residence 2nd Floor Room 01 | Dry Powder | 2kg | 2021
Trinity College - Goldsmith Hall | 016 House 60 Residence 2nd Floor Room 01 | Fire Blanket | 1.0m x 1.0m | 2020
Trinity College - Goldsmith Hall | 017 House 60 Residence 2nd Floor Room 03 P | Dry Powder | 1kg | 2020
Trinity College - Goldsmith Hall | 018 House 60 Residence 2nd Floor Room 03 P | Fire Blanket | 1.0m x 1.0m | 2020
Trinity College - Goldsmith Hall | 019 House 60 2nd Floor Landing | Water | 6ltr | 2021
Trinity College - Goldsmith Hall | 020 House 60 Residence 2nd Floor Landing | Hose Reel | 19mm Swinging Auto Hose Reel
Trinity College - Goldsmith Hall | 021 House 61 Residence 2nd Floor Room 01-09 | Dry Powder | 1kg | 2015
Trinity College - Goldsmith Hall | 022 House 61 Residence 2nd Floor Room 01-09 | Fire Blanket | 1.0m x 1.0m | 2015
Trinity College - Goldsmith Hall | 023 House 60 3rd Floor Room 01 P | Dry Powder | 1kg | 2020
Trinity College - Goldsmith Hall | 024 House 60 3rd Floor Room 01 P | Fire Blanket | 1.0m x 1.0m | 2020
Trinity College - Goldsmith Hall | 025 House 60 3rd Floor Room 03 P | Dry Powder | 1kg | 2023
Trinity College - Goldsmith Hall | 026 House 60 3rd Floor Room 03 | Fire Blanket | 1.0m x 1.0m | 2020
Trinity College - Goldsmith Hall | 027 House 60 3rd Floor Landing | Water | 6ltr | 2024
Trinity College - Goldsmith Hall | 028 House 60 Residence 3rd Floor Room 01-09 | Dry Powder | 1kg | 2015
Trinity College - Goldsmith Hall | 029 House 60 Residence 3rd Floor Room 01-09 | Fire Blanket | 1.0m x 1.0m | 2015
Trinity College - Goldsmith Hall | 030 House 60 Residence 4th Floor Room 01 P | Dry Powder | 2kg | 2021
Trinity College - Goldsmith Hall | 031 House 60 Residence 4th Floor Room 01 P | Fire Blanket | 1.0m x 1.0m | 2020
Trinity College - Goldsmith Hall | 032 House 60 Residence 4th Floor Room 03 P | Dry Powder | 1kg | 2020
Trinity College - Goldsmith Hall | 033 House 60 Residence 4th Floor Room 03 P | Fire Blanket | 1.2m x 1.2m | 2020
Trinity College - Goldsmith Hall | 034 6092 House 60 4th Floor Landing | Water | 6ltr | 2021
Trinity College - Goldsmith Hall | 035 House 60 Residence 4th Floor Landing | Hose Reel | 19mm Swinging Auto Hose Reel
Trinity College - Goldsmith Hall | 036 House 61 Residence 4th floor 01-09 | Dry Powder | 1kg | 2023
Trinity College - Goldsmith Hall | 037 House 61 Residence 4th Floor Room 01-09 | Fire Blanket | 1.0m x 1.0m | 2015
Trinity College - Goldsmith Hall | 038 Basement Corridor at lift | Co2 | 5kg | 2023
Trinity College - Goldsmith Hall | 039 Basement Lift Motor Room (AUTO) | Dry Powder | 6kg (Automatic) | 2021
Trinity College - Goldsmith Hall | 040 Bookstore Corridor | Water | 6ltr | 2021
Trinity College - Goldsmith Hall | 041 Bookstore Corridor | Co2 | 5kg | 2023
Trinity College - Goldsmith Hall | 042 Bookstore Corridor | Hose Reel | 19mm Swinging Auto Hose Reel
Trinity College - Goldsmith Hall | 043 End of Corridor Outside Room 4 in door A. 2 | Water | 9ltr | 2020
Trinity College - Goldsmith Hall | 044 Lobby Beside Kitchen Area | Dry Powder | 2kg | 2021
Trinity College - Goldsmith Hall | 045 Lobby Beside Kitchen Area | Fire Blanket | 1.0m x 1.0m | 2018
Trinity College - Goldsmith Hall | 045A Tap Office Through Door on Left | Co2 | 2kg | 2023
Trinity College - Goldsmith Hall | 045B Lift Motor Room Beside Tap Office (AUTO) | Dry Powder | 6kg (Automatic) | 2021
Trinity College - Goldsmith Hall | 045C Exit Opposite Tap Office | Hose Reel | 19mm Fixed Auto Hose Reel
Trinity College - Goldsmith Hall | 046 Lobby Entrance | Water | 9ltr | 2020
Trinity College - Goldsmith Hall | 047 Lobby Entrance | Co2 | 5kg | 2023
Trinity College - Goldsmith Hall | 047A Lobby Entrance in store beside extinguishers | Hose Reel | 19mm Fixed Auto Hose Reel
Trinity College - Goldsmith Hall | 048 Lecture Theatre | Water | 6ltr | 2021
Trinity College - Goldsmith Hall | 049 Lecture Theatre | Co2 | 2kg | 2023
Trinity College - Goldsmith Hall | 050 Lobby at Toilets | Co2 | 5kg | 2024
Trinity College - Goldsmith Hall | 051 Lobby at Toilets | Hose Reel | 19mm Fixed Auto Hose Reel
Trinity College - Goldsmith Hall | 052 Outside Lift Motor Room | Water | 6ltr | 2021
Trinity College - Goldsmith Hall | 053 Outside Lift Motor Room | Co2 | 2kg | 2021
Trinity College - Goldsmith Hall | 054 Lift Motor Room (AUTO) | Dry Powder | 6kg (Automatic) | 2021
Trinity College - Goldsmith Hall | 055 staff Kitchen at Stairs | Dry Powder | 1kg | 2021
Trinity College - Goldsmith Hall | 056 staff kitchen at Stairs | Fire Blanket | 1.2m x 1.2m | 2020
Trinity College - Goldsmith Hall | 057 At Roller Door Bin Area | Co2 | 5kg | 2021
Trinity College - Goldsmith Hall | 058 At Roller Door Bin Area BO WATER SUPPLY | Hose Reel | 19mm Fixed Auto Hose Reel
Trinity College - Goldsmith Hall | 059 Rear Corridor Right Side double doors unit 61 | Water | 6ltr | 2021
Trinity College - Goldsmith Hall | 060 Rear Corridor Right Side | Co2 | 2kg | 2021
Trinity College - Goldsmith Hall | 061 Rear Corridor | Water | 6ltr | 2023
Trinity College - Goldsmith Hall | 062 Rear Corridor | Co2 | 5kg | 2021
Trinity College - Goldsmith Hall | 063 Rear Corridor | Hose Reel | 19mm Swinging Auto Hose Reel
Trinity College - Goldsmith Hall | 063A double doors RHS before ext to pottery studio | Co2 | 2kg | 2023
Trinity College - Goldsmith Hall | 064 Outside Pottery Studio | Water | 6ltr | 2021
Trinity College - Goldsmith Hall | 065 Outside Pottery Studio | Co2 | 2kg | 2024
Trinity College - Goldsmith Hall | 066 1st Floor Outside Plant Room | Co2 | 5kg | 2023
Trinity College - Goldsmith Hall | 067 1st Floor Outside Plant Room | Hose Reel | 19mm Fixed Auto Hose Reel
Trinity College - Goldsmith Hall | 068 Plantroom | Dry Powder | 6kg | 2021
Trinity College - Goldsmith Hall | 069 Plantroom | Co2 | 5kg | 2023
Trinity College - Goldsmith Hall | 070 Linen Area (cz1952) | Water | 6ltr | 2021
Trinity College - Goldsmith Hall | 071 Linen Area | Co2 | 2kg | 2024
Trinity College - Goldsmith Hall | 072 Outside Seminar Room M48 | Water | 6ltr | 2021
Trinity College - Goldsmith Hall | 073 Outside Seminar Room M48 | Co2 | 2kg | 2024
Trinity College - Goldsmith Hall | 073A staff kitchen on left before double doors | Dry Powder | 2kg | 2023
Trinity College - Goldsmith Hall | 073B staff kitchen | Fire Blanket | 1.0m x 1.0m | 2018
Trinity College - Goldsmith Hall | 074 Balcony Outside Seminar Room 2A | Co2 | 5kg | 2023
Trinity College - Goldsmith Hall | 075 Balcony Outside Seminar Room 2A | Hose Reel | 19mm Swinging Auto Hose Reel
Trinity College - Goldsmith Hall | 076 Lecture Theatre Balcony Left Side | Water | 6ltr | 2022
Trinity College - Goldsmith Hall | 077 Lecture Theatre Balcony Left Side | Co2 | 2kg | 2021
Trinity College - Goldsmith Hall | 078 Lecture Theatre Balcony Right Side | Water | 6ltr | 2022
Trinity College - Goldsmith Hall | 079 Lecture Theatre Balcony Right Side | Co2 | 2kg | 2021
Trinity College - Goldsmith Hall | 080 Balcony Outside Lecture Theatre | Co2 | 5kg | 2021
Trinity College - Goldsmith Hall | 081 Balcony Outside Lecture Theatre | Hose Reel | 19mm Fixed Auto Hose Reel
Trinity College - Goldsmith Hall | 082 Kitchen Opposite Top of Stairs in TAP c4568 | Dry Powder | 2kg | 2017
Trinity College - Goldsmith Hall | 083 Small Kitchen Opposite Top of Stairs | Fire Blanket | 1.0m x 1.0m | 2018
Trinity College - Goldsmith Hall | 084 Outside Mature Student Office | Co2 | 5kg | 2023
Trinity College - Goldsmith Hall | 085 Outside Mature Student Office | Hose Reel | 19mm Fixed Auto Hose Reel
Trinity College - Goldsmith Hall | 086 House 64 1st Floor Landing | Water | 6ltr | 2022
Trinity College - Goldsmith Hall | 087 House 63 Residence 1st Floor Room 02-08 | Dry Powder | 2kg | 2022
Trinity College - Goldsmith Hall | 088 House 63 Residence 1st Floor Room 02-08 | Fire Blanket | 1.0m x 1.0m | 2018
Trinity College - Goldsmith Hall | 089 House 64 Residence 1st Floor Room 01-04 | Dry Powder | 1kg | 2023
Trinity College - Goldsmith Hall | 090 House 64 Residence 1st Floor Room 01-04 | Fire Blanket | 1.0m x 1.0m | 2018
Trinity College - Goldsmith Hall | 091 Attendants Office | Co2 | 2kg | 2023
Trinity College - Goldsmith Hall | 094A House 62 1st Floor Landing | Water | 6ltr | 2021
Trinity College - Goldsmith Hall | 093 House 62 Residence 1st Floor Room 1-07 | Dry Powder | 2kg | 2021
Trinity College - Goldsmith Hall | 094 House 62 Residence 1st Floor Room 1-07 | Fire Blanket | 1.0m x 1.0m | 2018
Trinity College - Goldsmith Hall | 094A House 62 1st Floor Landing | Water | 6ltr | 2015
Trinity College - Goldsmith Hall | 095 House 62 Residence 2nd Floor Room 01-09 | Dry Powder | 1kg | 2023
Trinity College - Goldsmith Hall | 096 House 62 Residence 2nd Floor Room 01-09 | Fire Blanket | 1.2m x 1.2m | 2020
Trinity College - Goldsmith Hall | 097 6109 House 62 2nd Floor Landing | Hose Reel | 19mm Fixed Auto Hose Reel | 1996
Trinity College - Goldsmith Hall | 098 House 64 2nd Floor Landing | Water | 6ltr | 2016
Trinity College - Goldsmith Hall | 099 House 63 Residence 2nd Floor Room 2-08 | Dry Powder | 1kg | 2017
Trinity College - Goldsmith Hall | 100 House 63 Residence 2nd Floor Room 2-04 | Fire Blanket | 1.2m x 1.2m | 2015
Trinity College - Goldsmith Hall | 101 House 64 Residence 2nd Floor 01-04 NEED NOTICE | Dry Powder | 1kg | 2023
Trinity College - Goldsmith Hall | 102 House 64 Residence 2nd Floor Room 01-04 | Fire Blanket | 1.2m x 1.2m | 2015
Trinity College - Goldsmith Hall | 103 House 62 Residence 3rd Floor Room 3-07 | Dry Powder | 2kg | 2022
Trinity College - Goldsmith Hall | 104 House 62 Residence 3rd Floot Room 3-07 | Fire Blanket | 1.0m x 1.0m | 2018
Trinity College - Goldsmith Hall | 105 House 64 3rd Floor Landing | Water | 6ltr | 2016
Trinity College - Goldsmith Hall | 106 House 63 3rd Floor Room 02-08 | Dry Powder | 1kg | 2017
Trinity College - Goldsmith Hall | 107 House 63 Residence 3rd Floor Room 02-08 | Fire Blanket | 1.2m x 1.2m | 2021
Trinity College - Goldsmith Hall | 108 House 64 3rd Floor Room 01-04 | Dry Powder | 1kg | 2017
Trinity College - Goldsmith Hall | 109 House 64 Residence 3rd Floor Room 3-03 | Fire Blanket | 1.2m x 1.2m | 2021
Trinity College - Goldsmith Hall | 110 House 62 Residence 4th Floor Room 4-07 | Dry Powder | 1kg | 2020
Trinity College - Goldsmith Hall | 111 House 62 Residence 4th Floor Room 4-07 | Fire Blanket | 1.2m x 1.2m | 2020
Trinity College - Goldsmith Hall | 112 House 62 4th Floor Landing | Hose Reel | 19mm Fixed Auto Hose Reel | 1996
Trinity College - Goldsmith Hall | 113 House 64 4th Floor Landing | Water | 6ltr | 2015
Trinity College - Goldsmith Hall | 114 House 63 4th Floor Room 02-08 | Dry Powder | 1kg | 2017
Trinity College - Goldsmith Hall | 115 House 63 Residence 4th Floor Room 02-08 | Fire Blanket | 1.0m x 1.0m | 2018
Trinity College - Goldsmith Hall | 116 House 64 Residence 4th Floor Room 01-04 | Dry Powder | 1kg | 2023
Trinity College - Goldsmith Hall | 117 House 64 Residence 4th Floor Room 01-04 | Fire Blanket | 1.0m x 1.0m | 2018
Trinity College - Goldsmith Hall | 118 house 65 Residence 1st Floor Room 1-04 | Dry Powder | 1kg | 2023
Trinity College - Goldsmith Hall | 119 House 65 Residence 1st Floor Room 1-04 | Fire Blanket | 1.2m x 1.2m | 2019
Trinity College - Goldsmith Hall | 120 House 66 1st Floor Landing | Water | 6ltr | 2021
Trinity College - Goldsmith Hall | 121 House 66 Residence 1st Floor Room 01-04 | Dry Powder | 1kg | 2023
Trinity College - Goldsmith Hall | 122 House 66 Residence 1st Floor Room 01-04 | Fire Blanket | 1.0m x 1.0m | 2018
Trinity College - Goldsmith Hall | 123 House 65 Residence 2nd Floor Room 01-04 NOTICE | Dry Powder | 1kg | 2023
Trinity College - Goldsmith Hall | 124 House 65 Residence 2nd Floor Room 01-04 | Fire Blanket | 1.2m x 1.2m | 2021
Trinity College - Goldsmith Hall | 125 House 66 2nd Floor Landing | Water | 6ltr | 2023
Trinity College - Goldsmith Hall | 126 House 65 2nd Floor Landing | Hose Reel | 19mm Swinging Auto Hose Reel | 1996
Trinity College - Goldsmith Hall | 127 House 66 2nd Floor Room 01-04 | Dry Powder | 1kg | 2017
Trinity College - Goldsmith Hall | 128 House 66 Residence 2nd Floor Room 01-04 | Fire Blanket | 1.8m x 1.2m | 2018
Trinity College - Goldsmith Hall | 129 House 65 3rd Floor Room 01-04 | Dry Powder | 1kg | 2017
Trinity College - Goldsmith Hall | 130 House 65 Residence 3rd Floor Room 01-04 | Fire Blanket | 1.0m x 1.0m | 2018
Trinity College - Goldsmith Hall | 131 House 66 3rd Floor Landing | Water | 6ltr | 2021
Trinity College - Goldsmith Hall | 132 House 66 3rd Floor Room 01-04 | Dry Powder | 1kg | 2017
Trinity College - Goldsmith Hall | 133 House 66 Residence 3rd Floor Room 01-04 | Fire Blanket | 1.0m x 1.0m | 2018
Trinity College - Goldsmith Hall | 134 House 65 Residence 4th floor room 01-04 | Dry Powder | 1kg | 2020
Trinity College - Goldsmith Hall | 135 House 65 Residence 4th Floor Room 01-04 | Fire Blanket | 1.0m x 1.0m | 2018
Trinity College - Goldsmith Hall | 136 House 65 4th Floor Landing | Water | 6ltr | 2021
Trinity College - Goldsmith Hall | 137 House 65 4th Floor Landing | Hose Reel | 19mm Swinging Auto Hose Reel | 1996
Trinity College - Goldsmith Hall | 138 House 66 4th Floor Room 01-04 | Dry Powder | 1kg | 2017
Trinity College - Goldsmith Hall | 139 House 66 Residence 4th Floor Room 01-04 | Fire Blanket | 1.0m x 1.0m | 2018
Trinity College - Goldsmith Hall | 140 House 67 1st Floor Room 1-04 | Dry Powder | 1kg | 2017
Trinity College - Goldsmith Hall | 141 House 67 Residence 1st Floor 1-04 | Fire Blanket | 1.0m x 1.0m | 2018
Trinity College - Goldsmith Hall | 142 House 68 1st Floor Landing | Water | 6ltr | 2021
Trinity College - Goldsmith Hall | 143 House 68 Residence 1st Floor Room 01-04 | Dry Powder | 2kg | 2022
Trinity College - Goldsmith Hall | 144 House 68 Residence 1st Floor Room 01-04 | Fire Blanket | 1.0m x 1.0m | 2018
Trinity College - Goldsmith Hall | 145 House 67 2nd Floor Room 01-04 | Dry Powder | 2kg | 2017
Trinity College - Goldsmith Hall | 146 House 67 Residence 2nd Floor Room 01-04 | Fire Blanket | 1.0m x 1.0m | 2018
Trinity College - Goldsmith Hall | 147 House 68 2nd Floor Landing | Water | 6ltr | 2021
Trinity College - Goldsmith Hall | 148 House 67 2nd Floor Landing | Hose Reel | 19mm Swinging Auto Hose Reel | 1996
Trinity College - Goldsmith Hall | 149 House 68 2nd Floor Room 01-04 | Dry Powder | 2kg | 2017
Trinity College - Goldsmith Hall | 150 House 68 Residence 2nd Floor 01-04 | Fire Blanket | 1.0m x 1.0m | 2018
Trinity College - Goldsmith Hall | 151 House 67 3rd Floor Room 01-04 | Dry Powder | 2kg | 2017
Trinity College - Goldsmith Hall | 152 House 67 Residence 3rd Floor Room 01-04 | Fire Blanket | 1.0m x 1.0m | 2018
Trinity College - Goldsmith Hall | 153 House 68 3rd Floor Landing | Water | 6ltr | 2021
Trinity College - Goldsmith Hall | 154 House 68 Residence 3rd Floor room 01-04 | Dry Powder | 2kg | 2021
Trinity College - Goldsmith Hall | 155 House 68 Residence 3rd Floor Room 01-04 | Fire Blanket | 1.2m x 1.2m | 2021
Trinity College - Goldsmith Hall | 156 House 67 Residence 4th Floor Room 01-04 | Dry Powder | 2kg | 2021
Trinity College - Goldsmith Hall | 157 House 67 Residence 4th Floor Room 01-04 | Fire Blanket | 1.0m x 1.0m | 2018
Trinity College - Goldsmith Hall | 158 House 68 4th Floor Landing | Water | 6ltr | 2021
Trinity College - Goldsmith Hall | 159 House 67 4th Floor Landing | Hose Reel | 19mm Swinging Auto Hose Reel | 1996
Trinity College - Goldsmith Hall | 160 House 68 Roof Lift Motor Room (AUTO) | Dry Powder | 6kg (Automatic) | 2021
Trinity College - Goldsmith Hall | 160A House 68 Residence Roof Lift Motor Room(AUTO) | Dry Powder | 6kg (Automatic) | 2021
Trinity College - Goldsmith Hall | 161 House 68 Residence 4th Floor Room 01-04 | Dry Powder | 2kg | 2021
Trinity College - Goldsmith Hall | 162 House 68 Circulation 4th Floor Room 01-04 | Fire Blanket | 1.0m x 1.0m | 2018
Trinity College - Goldsmith Hall | 163 House 70 1st Floor Landing | Water | 6ltr | 2021
Trinity College - Goldsmith Hall | 164 House 69 1st Floor Room 1-04 | Dry Powder | 1kg | 2017
Trinity College - Goldsmith Hall | 165 House 69 Residential 1st Floor Room 01-04 | Fire Blanket | 1.0m x 1.0m | 2018
Trinity College - Goldsmith Hall | 166 Houses 70 Residential 1st Floor room 05-09 | Dry Powder | 2kg | 2021
Trinity College - Goldsmith Hall | 167 House 70 Residential 1st Floor Room 05-09 | Fire Blanket | 1.0m x 1.0m
Trinity College - Goldsmith Hall | 168 House 69 2nd Floor Room 01-04 | Dry Powder | 1kg | 2017
Trinity College - Goldsmith Hall | 169 House 69 Residential 2nd Floor Room 01-04 | Fire Blanket | 1.0m x 1.0m | 2018
Trinity College - Goldsmith Hall | 170 House 70 2nd Floor Room 01-07 | Dry Powder | 1kg | 2017
Trinity College - Goldsmith Hall | 171 House 70 Residential 2nd Floor Room 01-07 | Fire Blanket | 1.0m x 1.0m | 2020
Trinity College - Goldsmith Hall | 172 House 70 2nd Floor Landing | Water | 6ltr | 2021
Trinity College - Goldsmith Hall | 173 House 71 2nd Floor Landing | Hose Reel | 19mm Fixed Auto Hose Reel | 1996
Trinity College - Goldsmith Hall | 174 House 71 2nd Floor Room 01-09 | Dry Powder | 1kg | 2017
Trinity College - Goldsmith Hall | 175 House 71 Residence 2nd Floor Room 01-09 | Fire Blanket | 1.0m x 1.0m | 2020
Trinity College - Goldsmith Hall | 176 House 69 Residential 3rd Floor Room 01-04 | Dry Powder | 2kg | 2021
Trinity College - Goldsmith Hall | 177 House 69 Residential 3rd Floor Room 01-04 | Fire Blanket | 1.0m x 1.0m | 2018
Trinity College - Goldsmith Hall | 178 House 70 Residential 3rd Floor room 01-07 | Dry Powder | 1kg | 2024
Trinity College - Goldsmith Hall | 179 House 70 Residential 3rd Floor Room 01-07 | Fire Blanket | 1.0m x 1.0m | 2018
Trinity College - Goldsmith Hall | 180 House 70 Circulation 3rd Floor Landing | Water | 6ltr | 2021
Trinity College - Goldsmith Hall | 181 House 71 3rd Floor Room 01-09 | Dry Powder | 1kg | 2017
Trinity College - Goldsmith Hall | 182 House 71 Residence 3rd Floor Room 01-09 | Fire Blanket | 1.2m x 1.2m | 2020
Trinity College - Goldsmith Hall | 183 House 69 Residential 4th Floor Room 01-04 | Dry Powder | 2kg | 2021
Trinity College - Goldsmith Hall | 184 House 69 Residential 4th Floor Room 01-04 | Fire Blanket | 1.0m x 1.0m | 2018
Trinity College - Goldsmith Hall | 185 House 70 4th floor Room 01-07 | Dry Powder | 1kg | 2017
Trinity College - Goldsmith Hall | 186 House 70 Residential 4th Floor Room 01-07 | Fire Blanket | 1.0m x 1.0m | 2018
Trinity College - Goldsmith Hall | 187 House 70 4th Floor Landing | Water | 6ltr | 2021
Trinity College - Goldsmith Hall | 188 House 71 4th Floor Landing | Hose Reel | 19mm Fixed Manual Hose Reel | 1996
Trinity College - Goldsmith Hall | 189 House 71 Residence 4th Floor room 01-09 | Dry Powder | 2kg | 2021
Trinity College - Goldsmith Hall | 190 House 71 4th Floor Room 01-09 | Fire Blanket | 1.0m x 1.0m | 2020
Trinity College - Goldsmith Hall | 191 House 71 1st Floor Corridor | Water | 6ltr | 2021
Trinity College - Goldsmith Hall | 192 House 71 Residence 1st Floor Room 1-06 | Dry Powder | 2kg | 2021
Trinity College - Goldsmith Hall | 193 House 71 Residence 1st Floor Room 1-06 | Fire Blanket | 1.0m x 1.0m | 2018
Trinity College - Goldsmith Hall | 194 across glass bridge to campus | Water | 6ltr | 2024
Trinity College - Goldsmith Hall | 195 across glass bridge to campus | Co2 | 2kg | 2021
Trinity College - Goldsmith Hall | 41A Bookstore corridor room A. 1 | Water | 6ltr | 2021
Trinity College - Greanne House | 001 2nd Floor Landing | Water | 6ltr | 2022
Trinity College - Greanne House | 002 1st Floor Landing | Water | 6ltr | 2022
Trinity College - Greanne House | 003 Front Entrance | Water | 6ltr | 2022
Trinity College - Greanne House | 004 Front Entrance | Co2 | 2kg | 2022
Trinity College - Greanne House | 005 Basement | Dry Powder | 6kg | 2023
Trinity College - Greanne House | 006 Basement | Water | 6ltr | 2023
Trinity College - Greanne House | 007 Basement Kitchen | Dry Powder | 2kg | 2020
Trinity College - Greanne House | 008 Basement Kitchen | Fire Blanket | 1.2m x 1.2m | 2020
Trinity College - Hamilton Building | 001 3rd Floor outside Library | Water | 6ltr | 2022
Trinity College - Hamilton Building | 002 3rd Floor Far End | Water | 6ltr | 2022
Trinity College - Hamilton Building | 003 2nd Floor Outside Library | Water | 6ltr | 2021
Trinity College - Hamilton Building | 004 3rd Floor Library | Hose Reel | 19mm Swinging Auto Hose Reel | 0000
Trinity College - Hamilton Building | 005 3rd Floor Library RHS Back | Water | 6ltr | 2022
Trinity College - Hamilton Building | 006 3rd Floor Library RHS Back | Co2 | 2kg | 2021
Trinity College - Hamilton Building | 007 3rd Floor Library LHS Back | Water | 6ltr | 2022
Trinity College - Hamilton Building | 008 3rd Floor Library | Hose Reel | 19mm Fixed Auto Hose Reel
Trinity College - Hamilton Building | 009 3rd Floor Library | Co2 | 2kg | 2021
Trinity College - Hamilton Building | 010 3rd Floor LHS Front | Water | 6ltr | 2021
Trinity College - Hamilton Building | 011 3rd Floor LHS Front | Co2 | 2kg | 2021
Trinity College - Hamilton Building | 012 2nd Floor Library Behind Counter | Co2 | 2kg | 2023
Trinity College - Hamilton Building | 013 2nd Floor Library behind counter | Hose Reel | 19mm Swinging Auto Hose Reel | 1992
Trinity College - Hamilton Building | 014 2nd Floor Outside Library Office | Co2 | 2kg | 2023
Trinity College - Hamilton Building | 015 2nd Floor Library RHS Back | Water | 6ltr | 2021
Trinity College - Hamilton Building | 016 2nd Floor Library RHS Back | Co2 | 2kg | 2021
Trinity College - Hamilton Building | 017 1st Floor Librarian Tea Room down Stair RHS | Hose Reel | 19mm Swinging Auto Hose Reel | 0000
Trinity College - Hamilton Building | 018 1st Floor Library Tea Room Down Stairwell New | Water | 6ltr | 2021
Trinity College - Hamilton Building | 019 1st Floor Library Tea Room Down Stairwell | Co2 | 2kg | 2023
Trinity College - Hamilton Building | 020 2nd Floor Library | Hose Reel | 19mm Swinging Auto Hose Reel
Trinity College - Hamilton Building | 021 2nd Flooor Library LHS Back | Water | 6ltr | 2021
Trinity College - Hamilton Building | 022 2nd Floor Library Outside Hamilton room 1 | Co2 | 2kg | 2020
Trinity College - Hamilton Building | 023 2nd Floor Library LHS Front | Water | 6ltr | 2021
Trinity College - Hamilton Building | 024 2nd Floor Library LHS Front | Co2 | 2kg | 2020
Trinity College - Hamilton Building | 025 1st Floor Outside Constantia Maxwell | Hose Reel | 19mm Swinging Auto Hose Reel | 0000
Trinity College - Hamilton Building | 026 1st Floor Outside Constantia Maxwell | Water | 9ltr | 2020
Trinity College - Hamilton Building | 027 Constantia Maxwell Theatre | Co2 | 2kg | 2021
Trinity College - Hamilton Building | 028 Constantia Maxwell Theatre | Water | 6ltr | 2021
Trinity College - Hamilton Building | 029 Constantia Maxwell Theatre | Co2 | 2kg | 2021
Trinity College - Hamilton Building | 030 Corridor behind Constantia Maxwell | Water | 9ltr | 2020
Trinity College - Hamilton Building | 031 Corridor Behind Constantia Maxwell | Co2 | 5kg | 2023
Trinity College - Hamilton Building | 032 Corridor Behind Constantia Maxwell | Hose Reel | 19mm Swinging Auto Hose Reel
Trinity College - Hamilton Building | 033 Jolly Theatre | Water | 9ltr | 2020
Trinity College - Hamilton Building | 034 Jolly Theatre | Co2 | 2kg | 2020
Trinity College - Hamilton Building | 035 Jolly Theatre | Co2 | 2kg | 2020
Trinity College - Hamilton Building | 036 MacNeill Theatre | Water | 6ltr | 2021
Trinity College - Hamilton Building | 037 MacNeill Theatre | Co2 | 2kg | 2021
Trinity College - Hamilton Building | 038 MacNeill Theatre | Co2 | 2kg | 2021
Trinity College - Hamilton Building | 038A 1st Floor Outside Jolly Theatre | Water | 6ltr | 2021
Trinity College - Hamilton Building | 038B 1st Floor Outside Jolly Theatre | Hose Reel | 19mm Swinging Auto Hose Reel
Trinity College - Hamilton Building | 039 Ground Floor Entrance | Hose Reel | 19mm Fixed Manual Hose Reel | 0000
Trinity College - Hamilton Building | 040 Ground Floor Outside Toilets | Water | 6ltr | 2022
Trinity College - Hamilton Building | 041 Lift Motor Room | Co2 | 2kg | 2023
Trinity College - Hamilton Building | 042 Lift Motor Room (auto) | Dry Powder | 6kg | 2021
Trinity College - Hamilton Building | 042B spare in lift room | Co2 | 2kg | 2021
Trinity College - Hamilton Building | 042C spare in lift room | Wet Chemical | 6ltr | 2023
Trinity College - Hamilton Building | 042D spare in lift room | Co2 | 2kg | 2021
Trinity College - Hamilton Building | 042E spare in lift room | Foam | 6ltr | 2023
Trinity College - Hamilton Building | 043 Outside Toilets | Water | 9ltr | 2020
Trinity College - Hamilton Building | 044 Outside Toilets | Co2 | 2kg | 2021
Trinity College - Hamilton Building | 045 Salmon Theatre | Water | 9ltr | 2020
Trinity College - Hamilton Building | 046 Salmon Theatre | Co2 | 2kg | 2020
Trinity College - Hamilton Building | 047 Synge Theatre | Water | 9ltr | 2020
Trinity College - Hamilton Building | 048 Synge Theatre | Co2 | 2kg | 2023
Trinity College - House 10 | 001 Ground floor entrance | Water | 6ltr | 2020
Trinity College - House 10 | 002 Behind accommodation check in desk (CX2740) | Co2 | 2kg | 2020
Trinity College - House 10 | 002A corridor behind reception desk | Dry Powder | 6kg | 2022
Trinity College - House 10 | 003 1st floor college H&S training room (cx2740) | Dry Powder | 1kg | 2020
Trinity College - House 10 | 004 Housekeeping office | Fire Blanket | 1.2m x 1.2m | 2021
Trinity College - House 10 | 005 1st Floor Landing | Water | 6ltr | 2022
Trinity College - House 10 | 006 1st Floor Landing | Co2 | 2kg | 2022
Trinity College - House 10 | 007 2nd Floor office | Water | 6ltr | 2020
Trinity College - House 10 | 008 2nd Floor office | Co2 | 2kg | 2022
Trinity College - House 10 | 009 2nd Floor Landing | Water | 6ltr | 2022
Trinity College - House 10 | 010 3rd Floor Landing | Water | 6ltr | 2022
Trinity College - House 10 | 011 3rd Floor Landing | Co2 | 2kg | 2022
Trinity College - House 11 | 001- Ground Floor Entrance | Water | 6ltr | 2021
Trinity College - House 11 | 002 Ground Floor Room 11.0.01 A&B | Dry Powder | 1kg | 2016
Trinity College - House 11 | 003 Ground Floor 11.0.1 | Fire Blanket | 1.2m x 1.2m | 2021
Trinity College - House 11 | 004 1st Floor landing | Water | 6ltr | 2021
Trinity College - House 11 | 005 1st Floor Room 11.1.01.A&B | Dry Powder | 1kg | 2016
Trinity College - House 11 | 006 1st Floor Room 11.01.1 | Fire Blanket | 1.2m x 1.2m | 2020
Trinity College - House 11 | 007 1st Floor Room 11.1.02 | Dry Powder | 1kg | 2016
Trinity College - House 11 | 008 1st Floor Room 11.1.02 | Fire Blanket | 1.2m x 1.2m | 2021
Trinity College - House 11 | 009- 2nd Floor landing | Water | 6ltr | 2021
Trinity College - House 11 | 010 - 2nd Floor Room 11.02.1 | Dry Powder | 1kg | 2019
Trinity College - House 11 | 011 2nd Floor Room 11.02.1 | Fire Blanket | 1.2m x 1.2m | 2021
Trinity College - House 11 | 012 2nd Floor Room 11.02.2 | Dry Powder | 1kg | 2020
Trinity College - House 11 | 013 2nd Floor Room 11.02.2 | Fire Blanket | 1.2m x 1.2m | 2021
Trinity College - House 11 | 014 - 3rd Floor landing | Water | 6ltr | 2020
Trinity College - House 11 | 015 - 3rd Floor Room 11.03.1 | Dry Powder | 1kg | 2019
Trinity College - House 11 | 016 - 3rd Floor Room 11.03.1 | Fire Blanket | 1.2m x 1.2m | 2021
Trinity College - House 11 | 017 3rd floor room 11.03.2 | Dry Powder | 1kg | 2019
Trinity College - House 11 | 018 3rd floor room 11.03.2 | Fire Blanket | 1.2m x 1.2m | 2021
Trinity College - House 12 | 001 Ground Floor Room 12.0.1 | Dry Powder | 1kg | 2020
Trinity College - House 12 | 002 Ground Floor Room 12.0.1 | Fire Blanket | 1.2m x 1.2m | 2021
Trinity College - House 12 | 003 - ground Floor at entrance | Water | 6ltr | 2020
Trinity College - House 12 | 004 1st Floor Room 12.01.1 | Dry Powder | 1kg | 2019
Trinity College - House 12 | 005 1st Floor Room 12.01.1 | Fire Blanket | 1.0m x 1.0m | 2024
Trinity College - House 12 | 006 1st floor landing | Water | 6ltr | 2020
Trinity College - House 12 | 007 1st Floor Room 12.01.2 | Dry Powder | 1kg | 2019
Trinity College - House 12 | 008 1st Floor 12.01.2 | Fire Blanket | 1.0m x 1.0m | 2024
Trinity College - House 12 | 009 2nd Floor Room 12.02.1 | Dry Powder | 1kg | 2019
Trinity College - House 12 | 010 2nd Floor Room 12.02.1 | Fire Blanket | 1.0m x 1.0m | 2024
Trinity College - House 12 | 011 - 2nd Floor landing | Water | 6ltr | 2020
Trinity College - House 12 | 012 2nd Floor Room 12.02.2 | Dry Powder | 1kg | 2019
Trinity College - House 12 | 013 2nd Floor Room 12.02.2 | Fire Blanket | 1.0m x 1.0m | 2024
Trinity College - House 12 | 014 3rd floor room 12.03.1 | Dry Powder | 1kg | 2023
Trinity College - House 12 | 015 3rd floor room 12.03.1 | Fire Blanket | 1.0m x 1.0m | 2015
Trinity College - House 12 | 016 - 3rd Floor landing | Water | 6ltr | 2020
Trinity College - House 12 | 017 - 3rd Floor Room 12.03.2 | Dry Powder | 2kg | 2022
Trinity College - House 12 | 018 3rd Floor Room 12.03.2 | Fire Blanket | 1.2m x 1.2m | 2020
Trinity College - House 13 | 001 Ground Floor | Water | 6ltr | 2020
Trinity College - House 13 | 002 Ground Floor Room 13.0.01 | Dry Powder | 1kg | 2022
Trinity College - House 13 | 003 Ground Floor Room 13.0.01 | Fire Blanket | 1.2m x 1.2m | 2018
Trinity College - House 13 | 004 1st Floor Room 13.1.01 | Dry Powder | 1kg | 2016
Trinity College - House 13 | 005 1st Floor Room 13.1.01 | Fire Blanket | 1.2m x 1.2m | 2018
Trinity College - House 13 | 006 1st Floor | Water | 6ltr | 2020
Trinity College - House 13 | 007 1st Floor 13.1.02 | Dry Powder | 2kg | 2022
Trinity College - House 13 | 008 1st Floor Room 13.1.02 | Fire Blanket | 1.2m x 1.2m | 2024
Trinity College - House 13 | 009 2nd Floor Room 13.2.01 | Dry Powder | 1kg | 2016
Trinity College - House 13 | 010 2nd Floor Room 13.2.01 | Fire Blanket | 1.2m x 1.2m | 2024
Trinity College - House 13 | 011 2nd Floor | Water | 6ltr | 2020
Trinity College - House 13 | 012 2nd Floor Room 13.2.02 | Dry Powder | 1kg | 2022
Trinity College - House 13 | 013 2nd Floor Room 13.2.02 | Fire Blanket | 1.2m x 1.2m | 2024
Trinity College - House 13 | 014 3rd Floor Room 13.3.01 | Dry Powder | 1kg | 2019
Trinity College - House 13 | 015 3rd Floor Room 13.3.01 | Fire Blanket | 1.2m x 1.2m | 2021
Trinity College - House 13 | 016 3rd Floor | Water | 6ltr | 2024
Trinity College - House 13 | 017 3rd Floor Room 13.3.02 | Dry Powder | 1kg | 2016
Trinity College - House 13 | 018 3rd Floor Room 13.3.02 | Fire Blanket | 1.2m x 1.2m | 2020
Trinity College - House 14 | 001 Ground Floor | Water | 6ltr | 2020
Trinity College - House 14 | 002 Ground Floor Room 14.0.01 | Dry Powder | 1kg | 2022
Trinity College - House 14 | 003 Ground Floor Room 14.0.01 | Fire Blanket | 1.2m x 1.2m | 2020
Trinity College - House 14 | 004 1st Floor | Water | 6ltr | 2020
Trinity College - House 14 | 005 1st Floor Room 14.1.01 | Dry Powder | 1kg | 2016
Trinity College - House 14 | 006 1st Floor Room 14.1.01 | Fire Blanket | 1.2m x 1.2m | 2020
Trinity College - House 14 | 007 2nd Floor | Water | 6ltr | 2020
Trinity College - House 14 | 008 2nd Floor Room 14.2.01 | Dry Powder | 1kg | 2022
Trinity College - House 14 | 009 2nd Floor Room 14.2.01 | Fire Blanket | 1.2m x 1.2m | 2015
Trinity College - House 14 | 010 3rd Floor | Water | 6ltr | 2020
Trinity College - House 14 | 011 3rd Floor Room 14.3.01 | Dry Powder | 1kg | 2016
Trinity College - House 14 | 012 3rd Floor Room 14.3.01 | Fire Blanket | 1.2m x 1.2m | 2015
Trinity College - House 15 | 001 Ground Floor | Water | 6ltr | 2021
Trinity College - House 15 | 002 Ground Floor Room 15.0.01 | Dry Powder | 1kg | 2020
Trinity College - House 15 | 003 Ground Floor Room Left 15.0.01 | Fire Blanket | 1.0m x 1.0m | 2021
Trinity College - House 15 | 004 1st Floor Kitchen 15.1.01 | Dry Powder | 1kg | 2017
Trinity College - House 15 | 005 1st Floor Room 15.01.01 | Fire Blanket | 1.0m x 1.0m | 2024
Trinity College - House 15 | 006 1st Floor Landing | Water | 6ltr | 2020
Trinity College - House 15 | 007 2nd Floor Room 15.2.01 | Dry Powder | 1kg | 2017
Trinity College - House 15 | 008 2nd Floor Room 15.2.01 | Fire Blanket | 1.0m x 1.0m | 2018
Trinity College - House 15 | 009 2nd Floor Landing | Water | 6ltr | 2020
Trinity College - House 15 | 010 3rd Floor Room 15.3.01 | Dry Powder | 1kg | 2017
Trinity College - House 15 | 011 3rd Floor Room 15.3.01 | Fire Blanket | 1.0m x 1.0m | 2024
Trinity College - House 15 | 12 3rd Floor Landing | Water | 6ltr | 2020
Trinity College - House 16 | 001 Ground Floor Room 16.0.01 | Dry Powder | 1kg | 2016
Trinity College - House 16 | 002 Ground Floor Room 16.0.01 | Fire Blanket | 1.0m x 1.0m | 2021
Trinity College - House 16 | 003- Ground Floor landing | Water | 6ltr | 2020
Trinity College - House 16 | 004 Ground Floor Room 16.0.02 | Dry Powder | 1kg | 2017
Trinity College - House 16 | 005 Ground Floor Room 16.0.02 | Fire Blanket | 1.0m x 1.0m | 2024
Trinity College - House 16 | 006 1st Floor Room 16.1.01 | Dry Powder | 1kg | 2017
Trinity College - House 16 | 007 1st Floor Room 16.1.01 | Fire Blanket | 1.0m x 1.0m | 2018
Trinity College - House 16 | 008 1st Floor Landing | Water | 6ltr | 2020
Trinity College - House 16 | 009 1st Floor Room 16.1.02 | Dry Powder | 1kg | 2020
Trinity College - House 16 | 010 1st Floor Room 16.1.02 | Fire Blanket | 1.0m x 1.0m | 2018
Trinity College - House 16 | 011 2nd Floor Room 16.2.01 | Dry Powder | 1kg | 2020
Trinity College - House 16 | 012 2nd Floor Room 16.2.01 | Fire Blanket | 1.0m x 1.0m | 2018
Trinity College - House 16 | 013 2nd Floor Room 16.2.02 | Dry Powder | 1kg | 2023
Trinity College - House 16 | 014 2nd Floor Room 16.2.02 | Fire Blanket | 1.0m x 1.0m | 2024
Trinity College - House 16 | 015 2nd Floor Landing | Water | 6ltr | 2020
Trinity College - House 16 | 016 3rd Floor Room 16.3.01 | Dry Powder | 1kg | 2020
Trinity College - House 16 | 017 3rd Floor Room 16.3.01 | Fire Blanket | 1.0m x 1.0m | 2024
Trinity College - House 16 | 019 3rd Floor Landing | Water | 6ltr | 2020
Trinity College - House 16 | 019 3rd Floor Room 16.3.02 | Dry Powder | 1kg | 2017
Trinity College - House 16 | 020 3rd Floor Room 16.3.02 | Fire Blanket | 1.0m x 1.0m | 2024
Trinity College - House 17 | 001 Ground Floor Room 17.0.01 | Dry Powder | 1kg | 2017
Trinity College - House 17 | 002 Ground Floor Room 17.0.01 | Fire Blanket | 1.0m x 1.0m | 2018
Trinity College - House 17 | 003 Ground Floor Entrance | Water | 6ltr | 2021
Trinity College - House 17 | 004 Ground Floor Room 17.0.02 | Dry Powder | 1kg | 2017
Trinity College - House 17 | 005 Ground Floor Room 17.0.02 | Fire Blanket | 1.0m x 1.0m | 2024
Trinity College - House 17 | 006 1st Floor Room 17.1.01 | Dry Powder | 1kg | 2017
Trinity College - House 17 | 007 1st Floor Room 17.1.01 | Fire Blanket | 1.0m x 1.0m | 2024
Trinity College - House 17 | 008 1st Floor Landing | Water | 6ltr | 2020
Trinity College - House 17 | 009 1st Floor Room 17.1.02 | Dry Powder | 1kg | 2016
Trinity College - House 17 | 010 1st Floor Room 17.1.02 | Fire Blanket | 1.2m x 1.2m | 2021
Trinity College - House 17 | 011 2nd Floor Room 17.2.01 | Dry Powder | 1kg | 2022
Trinity College - House 17 | 012 2nd Floor Room 17.2.01 | Fire Blanket | 1.0m x 1.0m | 2024
Trinity College - House 17 | 013 2nd Floor Landing | Water | 6ltr | 2022
Trinity College - House 17 | 014 2nd Floor Room 17.2.02 | Dry Powder | 1kg | 2022
Trinity College - House 17 | 015 2nd Floor Room 17.2.02 | Fire Blanket | 1.0m x 1.0m | 2024
Trinity College - House 17 | 016 3rd Floor Room 17.3.01 | Dry Powder | 1kg | 2022
Trinity College - House 17 | 017 3rd Floor Room 17.3.01 | Fire Blanket | 1.0m x 1.0m | 2022
Trinity College - House 17 | 018 3rd Floor Landing | Water | 6ltr | 2021
Trinity College - House 17 | 019 3rd Floor Room 17.3.02 | Dry Powder | 1kg | 2023
Trinity College - House 17 | 020 3rd Floor Room 17.3.02 | Fire Blanket | 1.0m x 1.0m | 2024
Trinity College - House 18 | 001 Ground Floor Room 18.0.01 | Dry Powder | 1kg | 2020
Trinity College - House 18 | 002 Ground Floor Room 18.0.01 | Fire Blanket | 1.2m x 1.2m | 2016
Trinity College - House 18 | 003 Ground Floor | Water | 6ltr | 2020
Trinity College - House 18 | 004 Ground Floor Room 18.0.02 | Dry Powder | 1kg | 2020
Trinity College - House 18 | 005 Ground Floor Room 18.0.02 | Fire Blanket | 1.0m x 1.0m | 2024
Trinity College - House 18 | 006 1st Floor Room 18.1.01 | Dry Powder | 1kg | 2020
Trinity College - House 18 | 008 1st Floor Room 18.1.01 | Fire Blanket | 1.0m x 1.0m | 2024
Trinity College - House 18 | 009 1st Floor Landing | Water | 6ltr | 2021
Trinity College - House 18 | 010 1st Floor Room 18.1.02 | Dry Powder | 1kg | 2023
Trinity College - House 18 | 011 1st Floor Room 18.1.02 | Fire Blanket | 1.0m x 1.0m | 2024
Trinity College - House 18 | 012 2nd Floor Room 18.2.01 | Dry Powder | 1kg | 2023
Trinity College - House 18 | 013 2nd Floor Room 18.2.01 | Fire Blanket | 1.0m x 1.0m | 2024
Trinity College - House 18 | 014 2nd Floor Landing | Water | 6ltr | 2020
Trinity College - House 18 | 015 2nd Floor Room 18.2.02 | Dry Powder | 1kg | 2023
Trinity College - House 18 | 016 2nd Floor Room 18.2.02 | Fire Blanket | 1.0m x 1.0m | 2024
Trinity College - House 18 | 017 3rd Floor Room 18.3.01 | Dry Powder | 1kg | 2019
Trinity College - House 18 | 018 3rd Floor Room 18.3.01 | Fire Blanket | 1.0m x 1.0m | 2024
Trinity College - House 18 | 019 3rd Floor Landing | Water | 6ltr | 2020
Trinity College - House 18 | 020 3rd Floor Room 18.3.02 | Dry Powder | 1kg | 2023
Trinity College - House 18 | 021 3rd Floor Room 18.3.02 | Fire Blanket | 1.0m x 1.0m | 2019
Trinity College - House 19 | 001 Ground Floor Room 19.0.01 | Dry Powder | 1kg | 2019
Trinity College - House 19 | 002 Ground Floor Room 19.0.01 | Fire Blanket | 1.0m x 1.0m | 2024
Trinity College - House 19 | 003 Ground Floor | Water | 6ltr | 2020
Trinity College - House 19 | 004 Ground Floor Room 19.0.02 | Dry Powder | 1kg | 2019
Trinity College - House 19 | 005 Ground Floor Room 19.0.02 | Fire Blanket | 1.0m x 1.0m | 2024
Trinity College - House 19 | 006 1st Floor Room 19.1.01 | Dry Powder | 1kg | 2023
Trinity College - House 19 | 007 1st Floor Room 19.1.01 | Fire Blanket | 1.0m x 1.0m | 2018
Trinity College - House 19 | 008 1st Floor Landing | Water | 6ltr | 2021
Trinity College - House 19 | 009 1st Floor Room 19.1.02 | Dry Powder | 1kg | 2019
Trinity College - House 19 | 010 1st Floor Room 19.1.02 | Fire Blanket | 1.0m x 1.0m | 2021
Trinity College - House 19 | 011 2nd Floor Room 19.2.01 | Dry Powder | 1kg | 2019
Trinity College - House 19 | 012 2nd Floor Room 19.2.01 | Fire Blanket | 1.0m x 1.0m | 2024
Trinity College - House 19 | 013 2nd Floor Landing | Water | 6ltr | 2020
Trinity College - House 19 | 014 2nd Floor Room 19.2.02 | Dry Powder | 1kg | 2019
Trinity College - House 19 | 015 2nd Floor Room 19.2.02 | Fire Blanket | 1.0m x 1.0m | 2024
Trinity College - House 19 | 016 3rd Floor Room 19.3.01 | Dry Powder | 1kg | 2017
Trinity College - House 19 | 017 3rd Floor Room 19.3.01 | Fire Blanket | 1.2m x 1.2m | 2016
Trinity College - House 19 | 018 3rd Floor Landing | Water | 6ltr | 2021
Trinity College - House 19 | 019 3rd Floor Room 19.3.02 | Dry Powder | 1kg | 2018
Trinity College - House 19 | 020 3rd Floor Room 19.3.02 | Fire Blanket | 1.0m x 1.0m | 2024
Trinity College - House 2 | 001 Ground Floor Entrance | Water | 6ltr | 2022
Trinity College - House 2 | 002 Ground Floor Entrance | Co2 | 2kg | 2015
Trinity College - House 2 | 003 Basement | Water | 6ltr | 2023
Trinity College - House 2 | 004 Basement | Co2 | 2kg | 2015
Trinity College - House 2 | 005 Basement RHS | Water | 6ltr | 2023
Trinity College - House 2 | 006 Basement RHS | Co2 | 2kg | 2015
Trinity College - House 2 | 007 Ground Floor Kitchen 02.0 | Dry Powder | 1kg | 2022
Trinity College - House 2 | 008 Ground Floor Kitchen 02.0 | Fire Blanket | 1.2m x 1.2m | 2021
Trinity College - House 2 | 009 1st Floor Kitchen 02.1 | Dry Powder | 1kg | 2017
Trinity College - House 2 | 010 1st Floor Kitchen 02.1 | Fire Blanket | 1.2m x 1.2m | 2021
Trinity College - House 2 | 011 1st Floor Landing | Water | 6ltr | 2022
Trinity College - House 2 | 012 1st Floor Kitchen 02.2 | Dry Powder | 1kg | 2020
Trinity College - House 2 | 013 1st Floor Kitchen 02.2 | Fire Blanket | 1.0m x 1.0m | 2024
Trinity College - House 2 | 014 2nd Floor Kitchen 02.3 | Dry Powder | 1kg | 2020
Trinity College - House 2 | 015 2nd Floor Kitchen 02.3 | Fire Blanket | 1.2m x 1.2m | 2020
Trinity College - House 2 | 016 2nd Floor Landing | Water | 6ltr | 2016
Trinity College - House 2 | 017 2nd Floor Kitchen 02.4 | Dry Powder | 1kg | 2017
Trinity College - House 2 | 018 2nd Floor Kitchen 02.4 | Fire Blanket | 1.0m x 1.0m | 2020
Trinity College - House 2 | 019 3rd Floor Kitchen 02.5 | Dry Powder | 1kg | 2020
Trinity College - House 2 | 020 3rd Floor Kitchen 02.5 | Fire Blanket | 1.2m x 1.2m | 2020
Trinity College - House 2 | 021 3rd Floor Landing | Water | 6ltr | 2022
Trinity College - House 2 | 022 3rd Floor Kitchen 02.6 | Dry Powder | 1kg | 2017
Trinity College - House 2 | 023 3rd Floor Kitchen 02.6 | Fire Blanket | 1.2m x 1.2m | 2020
Trinity College - House 20 | 001 Ground Floor | Water | 6ltr | 2022
Trinity College - House 20 | 002 Ground Floor Room 20.0.01 | Dry Powder | 1kg | 2017
Trinity College - House 20 | 003 Ground Floor Room 20.0.01 | Fire Blanket | 1.0m x 1.0m | 2024
Trinity College - House 20 | 004 1st Floor Room 20.1.01 | Dry Powder | 1kg | 2022
Trinity College - House 20 | 005 1st Floor Room 20.1.01 | Fire Blanket | 1.0m x 1.0m | 2024
Trinity College - House 20 | 006 1st Floor Landing | Water | 6ltr | 2024
Trinity College - House 20 | 007 2nd Floor Room 20.2.01 | Dry Powder | 2kg | 2021
Trinity College - House 20 | 008 2nd Floor Room 20.2.01 | Fire Blanket | 1.0m x 1.0m | 2024
Trinity College - House 20 | 009 2nd Floor Landing | Foam | 6ltr | 2015
Trinity College - House 20 | 010 3rd Floor Room 20.3.01 | Dry Powder | 1kg | 2020
Trinity College - House 20 | 011 3rd Floor Room 20.3.01 | Fire Blanket | 1.0m x 1.0m | 2024
Trinity College - House 20 | 012 3rd Floor Landing | Water | 6ltr | 2021
Trinity College - House 27 | 001 Ground Floor at switchboard | Co2 | 2kg | 2020
Trinity College - House 27 | 002 Ground Floor stairs | Water | 6ltr | 2020
Trinity College - House 27 | 003 1st Floor landing | Water | 6ltr | 2018
Trinity College - House 27 | 004 1st Floor landing | Co2 | 2kg | 2016
Trinity College - House 27 | 005 2nd Floor Landing | Water | 6ltr | 2016
Trinity College - House 27 | 006 3rd Floor D.U.C.A.C cx0357 | Water | 6ltr | 2020
Trinity College - House 27 | 007 3rd Floor D.U.C.A.C | Co2 | 2kg | 2020
Trinity College - House 28 | 001 Ground Floor Entrance | Water | 6ltr | 2015
Trinity College - House 28 | 002 Ground Floor Kitchen | Dry Powder | 1kg | 2016
Trinity College - House 28 | 003 Ground Floor Kitchen | Fire Blanket | 1.2m x 1.2m | 2019
Trinity College - House 28 | 004 Ground Floor Rear | Foam | 6ltr | 2022
Trinity College - House 28 | 006 1st Floor Landing | Water | 6ltr | 2022
Trinity College - House 28 | 007 1st Floor Kitchen | Dry Powder | 1kg | 2016
Trinity College - House 28 | 008 1st Floor Kitchen | Fire Blanket | 1.2m x 1.2m | 2018
Trinity College - House 28 | 009 1st Floor Rear | Water | 6ltr | 2022
Trinity College - House 28 | 011 2nd Floor Landing | Foam | 6ltr | 2020
Trinity College - House 28 | 012 2nd Floor Kitchen | Dry Powder | 2kg | 2021
Trinity College - House 28 | 013 2nd Floor Kitchen | Fire Blanket | 1.0m x 1.0m | 2018
Trinity College - House 28 | 014 2nd Floor rear | Water | 6ltr | 2020
Trinity College - House 28 | 015 3rd Floor Landing | Water | 6ltr | 2022
Trinity College - House 28 | 016 3rd Floor Kitchen | Dry Powder | 2kg | 2022
Trinity College - House 28 | 017 3rd Floor Kitchen | Fire Blanket | 1.8m x 1.2m | 2022
Trinity College - House 28 | 018 3rd Floor Rear | Water | 6ltr | 2020
Trinity College - House 3 | 001 Ground Floor Entrance | Water | 6ltr | 2022
Trinity College - House 3 | 002 Ground Floor Entrance | Co2 | 2kg | 2015
Trinity College - House 3 | 003 Basement (access through house 2 or 4) | Foam | 6ltr | 2022
Trinity College - House 3 | 004 Basement (access through house 2 or 4) | Co2 | 2kg | 2022
Trinity College - House 3 | 005 1st Floor Landing | Water | 6ltr | 2022
Trinity College - House 3 | 006 2nd Floor Kitchen 3.1 | Dry Powder | 1kg | 2020
Trinity College - House 3 | 007 2nd Floor Kitchen 3.1 | Fire Blanket | 1.2m x 1.2m | 2020
Trinity College - House 3 | 008 2nd Floor Landing | Water | 6ltr | 2022
Trinity College - House 3 | 009 3rd Floor Landing | Water | 6ltr | 2022
Trinity College - House 3 | 010 3rd Floor Kitchen 3.2 | Dry Powder | 1kg | 2017
Trinity College - House 3 | 011 3rd Floor Kitchen 3.2 | Fire Blanket | 1.2m x 1.2m | 2020
Trinity College - House 30 | 001 - Ground Floor Entrance | Water | 6ltr | 2023
Trinity College - House 30 | 002 Ground Floor Kitchen 30.0.05_09 | Dry Powder | 2kg | 2020
Trinity College - House 30 | 003 - Ground Floor Kitchen 30.0.05-09 | Fire Blanket | 1.2m x 1.2m | 2020
Trinity College - House 30 | 004 - Ground Floor Kitchen 30.0.01-04 | Dry Powder | 2kg | 2020
Trinity College - House 30 | 005 - Ground Floor Kitchen 30.0.01-04 | Fire Blanket | 1.2m x 1.2m | 2021
Trinity College - House 30 | 006 - Ground Floor back corridor | Water | 6ltr | 2022
Trinity College - House 30 | 007 1st Floor Landing | Water | 6ltr | 2022
Trinity College - House 30 | 008 1st Floor Kitchen 30.1.05-09 | Dry Powder | 2kg | 2020
Trinity College - House 30 | 009 1st Floor Kitchen 30.1.05_09 | Fire Blanket | 1.2m x 1.2m | 2019
Trinity College - House 30 | 010 - 1st Floor back corridor | Co2 | 2kg | 2022
Trinity College - House 30 | 011 - 1st Floor back corridor | Water | 6ltr | 2022
Trinity College - House 30 | 012 - 1st Floor Kitchen 30.1.01-04 | Dry Powder | 2kg | 2017
Trinity College - House 30 | 013- 1st Floor Kitchen 30.1.01-04 | Fire Blanket | 1.2m x 1.2m | 2018
Trinity College - House 30 | 014- 2nd Floor Landing | Foam | 9ltr | 2020
Trinity College - House 30 | 015 2nd Floor Kitchen 30.2.05-09 | Dry Powder | 2kg | 2022
Trinity College - House 30 | 016 2nd Floor Kitchen 30.2.05-09 | Fire Blanket | 1.2m x 1.2m | 2015
Trinity College - House 30 | 017 2nd Floor back corridor | Water | 6ltr | 2022
Trinity College - House 30 | 018 2nd Floor Kitchen 30.2.01-04 | Dry Powder | 2kg | 2020
Trinity College - House 30 | 019 2nd Floor Kitchen 30.2.01-04 | Fire Blanket | 1.2m x 1.2m | 2019
Trinity College - House 30 | 020 3rd Floor Landing | Water | 6ltr | 2022
Trinity College - House 30 | 021 3rd Floor Kitchen 30.3.05-09 | Dry Powder | 2kg | 2022
Trinity College - House 30 | 022 3rd Floor Kitchen 30.3.05-09 | Fire Blanket | 1.2m x 1.2m | 2019
Trinity College - House 30 | 023 3rd Floor back corridor | Water | 6ltr | 2020
Trinity College - House 30 | 024 3rd Floor Kitchen 30.3.01-04 | Dry Powder | 2kg | 2022
Trinity College - House 30 | 025 3rd Floor KItchen 30.3 01-04 | Fire Blanket | 1.2m x 1.2m | 2019
Trinity College - House 33 | 001 Switchroom at back of house | Co2 | 5kg | 2020
Trinity College - House 33 | 002 HT Sub station at back of House | Co2 | 5kg | 2020
Trinity College - House 33 | 003 Ground Floor Entrance | Foam | 6ltr | 2020
Trinity College - House 33 | 004 Ground Floor Entrance | Co2 | 2kg | 2020
Trinity College - House 33 | 005 Ground Floor Apt 33.0 | Dry Powder | 1kg | 2017
Trinity College - House 33 | 006 Ground Floor Apt 33.0 | Fire Blanket | 1.0m x 1.0m | 2017
Trinity College - House 33 | 007 1st Floor Landing | Water | 6ltr | 2022
Trinity College - House 33 | 008 1st Floor Landing | Co2 | 2kg | 2020
Trinity College - House 33 | 009 1st Floor Apt 33.1 kitchen | Dry Powder | 1kg | 2017
Trinity College - House 33 | 010 1st Floor Apt 33.1 kitchen | Fire Blanket | 1.0m x 1.0m | 2018
Trinity College - House 33 | 011 2nd Floor Landing | Water | 6ltr | 2021
Trinity College - House 33 | 012 2nd Floor Landing | Co2 | 2kg | 2020
Trinity College - House 33 | 013 2nd Floor Apt 33.2 kitchen | Dry Powder | 1kg | 2017
Trinity College - House 33 | 014 2nd Floor Apt 33.2 | Fire Blanket | 1.0m x 1.0m | 2017
Trinity College - House 34 | 001 Ground Floor Entrance | Foam | 6ltr | 2020
Trinity College - House 34 | 002 Ground Floor Entrance | Co2 | 2kg | 2020
Trinity College - House 34 | 003 Ground Floor Apt 34.0 kitchen | Dry Powder | 2kg | 2020
Trinity College - House 34 | 004 Ground Floor Apt 34.0 kitchen | Fire Blanket | 1.8m x 1.2m | 2023
Trinity College - House 34 | 005 Ground Floor Apt 34.1 kitchen | Dry Powder | 2kg | 2017
Trinity College - House 34 | 006 Ground Floor Apt 34.1 kitchen | Fire Blanket | 1.2m x 1.2m | 2024
Trinity College - House 34 | 007 1st Floor Landing | Foam | 6ltr | 2020
Trinity College - House 34 | 008 1st Floor Landing | Co2 | 2kg | 2020
Trinity College - House 34 | 009 1st Floor Apt 34.2 kitchen | Dry Powder | 2kg | 2017
Trinity College - House 34 | 010 1st Floor Apt 34.2 kitchen | Fire Blanket | 1.2m x 1.2m | 2021
Trinity College - House 34 | 011 1st Floor Apt 34.3 kitchen | Dry Powder | 2kg | 2017
Trinity College - House 34 | 012 1st Floor Apt 34.3 kitchen | Fire Blanket | 1.2m x 1.2m | 2024
Trinity College - House 34 | 013 2nd Floor Landing | Foam | 6ltr | 2020
Trinity College - House 34 | 014 2nd Floor Landing | Co2 | 2kg | 2020
Trinity College - House 34 | 016 2nd Floor Apt 34.4 kitchen | Fire Blanket | 1.2m x 1.2m | 2021
Trinity College - House 34 | 016 2nd Floor Apt 34.4 kitchen | Dry Powder | 2kg | 2017
Trinity College - House 34 | 017 2nd Floor Apt 34.5 kitchen | Dry Powder | 2kg | 2017
Trinity College - House 34 | 018 2nd Floor Apt 34.5 kitchen | Fire Blanket | 1.2m x 1.2m | 2021
Trinity College - House 35 | 001 Ground Floor Entrance | Foam | 6ltr | 2020
Trinity College - House 35 | 002 Ground Floor Entrance | Co2 | 2kg | 2020
Trinity College - House 35 | 003 Ground Floor Apt 35.0 kitchen | Dry Powder | 2kg | 2017
Trinity College - House 35 | 004 Ground Floor Apt 35.0 kitchen | Fire Blanket | 1.2m x 1.2m | 2024
Trinity College - House 35 | 005 LHS 1st Floor Landing | Foam | 6ltr | 2020
Trinity College - House 35 | 006 LHS 1st Floor Landing | Co2 | 2kg | 2019
Trinity College - House 35 | 007 1st Floor Apt 35.2.01 kitchen | Dry Powder | 2kg | 2017
Trinity College - House 35 | 008 1st Floor Apt 35.2.01 kitchen | Fire Blanket | 1.2m x 1.2m | 2021
Trinity College - House 35 | 009 1st Floor Apt 35 3.01 kitchen | Dry Powder | 2kg | 2017
Trinity College - House 35 | 010 1st Floor Apt 35 3.01 kitchen | Fire Blanket | 1.2m x 1.2m | 2024
Trinity College - House 35 | 011 LHS 2nd Floor Landing | Foam | 6ltr | 2020
Trinity College - House 35 | 012 LHS 2nd Floor Landing | Co2 | 2kg | 2020
Trinity College - House 35 | 013 2nd Floor Apt 35 6.01 kitchen | Dry Powder | 2kg | 2017
Trinity College - House 35 | 014 2nd Floor Apt 35 6.01 kitchen | Fire Blanket | 1.0m x 1.0m | 2024
Trinity College - House 35 | 015 2nd Floor Apt 35 7.01 kitchen | Dry Powder | 2kg | 2017
Trinity College - House 35 | 016 2nd Floor Apt 35 7.01 kitchen | Fire Blanket | 1.2m x 1.2m | 2024
Trinity College - House 35 | 017 top of LHS | Co2 | 2kg | 2019
Trinity College - House 35 | 018 Ground Floor Apt 35.1 kitchen | Dry Powder | 2kg | 2017
Trinity College - House 35 | 019 Ground Floor Apt 35.1 kitchen | Fire Blanket | 1.2m x 1.2m | 2024
Trinity College - House 35 | 020 RHS 1st Floor Landing | Foam | 6ltr | 2020
Trinity College - House 35 | 021 RHS 1st Floor Landing | Co2 | 2kg | 2020
Trinity College - House 35 | 022 1st Floor Apt 35 4.01 kitchen | Dry Powder | 2kg | 2017
Trinity College - House 35 | 023 1st Floor Apt 35 4.01 kitchen | Fire Blanket | 1.0m x 1.0m | 2024
Trinity College - House 35 | 024 1st Floor Apt 35 5.01 kitchen | Dry Powder | 2kg | 2017
Trinity College - House 35 | 025 1st Floor Apt 35 5.01 kitchen | Fire Blanket | 1.2m x 1.2m | 2024
Trinity College - House 35 | 026 RHS 2nd Floor Landing | Foam | 6ltr | 2020
Trinity College - House 35 | 027 RHS 2nd Floor Landing | Co2 | 2kg | 2020
Trinity College - House 35 | 028 2nd Floor Apt 35. 8.01 kitchen | Dry Powder | 2kg | 2017
Trinity College - House 35 | 029 2nd Floor Apt 35 8.01 kitchen | Fire Blanket | 1.2m x 1.2m | 2024
Trinity College - House 35 | 030 2nd Floor Apt 35 9.01 kitchen | Dry Powder | 2kg | 2017
Trinity College - House 35 | 031 2nd Floor Apt 35 9.01 kitchen | Fire Blanket | 1.2m x 1.2m | 2015
Trinity College - House 36 | 001 Ground Floor Entrance | Foam | 6ltr | 2020
Trinity College - House 36 | 002 Ground Floor Entrance | Co2 | 2kg | 2024
Trinity College - House 36 | 003 Ground Floor Apt 36.0 kitchen | Dry Powder | 2kg | 2017
Trinity College - House 36 | 004 Ground Floor Apt 36.0 kitchen | Fire Blanket | 1.2m x 1.2m | 2024
Trinity College - House 36 | 005 Ground Floor Apt 36.1 kitchen | Dry Powder | 2kg | 2017
Trinity College - House 36 | 006 Ground Floor Apt 36.1 kitchen | Fire Blanket | 1.2m x 1.2m | 2018
Trinity College - House 36 | 007 1st Floor Landing | Foam | 6ltr | 2020
Trinity College - House 36 | 008 1st Floor Landing | Co2 | 2kg | 2020
Trinity College - House 36 | 009 1st Floor Apt 36.3 kitchen | Dry Powder | 2kg | 2017
Trinity College - House 36 | 010 1st Floor Apt 36.3 kitchen | Fire Blanket | 1.2m x 1.2m | 2024
Trinity College - House 36 | 011 1st Floor Apt 36.2 kitchen | Dry Powder | 2kg | 2017
Trinity College - House 36 | 012 1st Floor Apt 36.2 kitchen | Fire Blanket | 1.0m x 1.0m | 2024
Trinity College - House 36 | 013 2nd Floor Apt 36.5 | Dry Powder | 2kg | 2017
Trinity College - House 36 | 014 2nd Floor Apt 36.5 | Fire Blanket | 1.2m x 1.2m | 2018
Trinity College - House 36 | 015 2nd Floor Landing | Foam | 6ltr | 2020
Trinity College - House 36 | 016 2nd Floor Landing | Co2 | 2kg | 2020
Trinity College - House 36 | 017 2nd Floor Apt 36.4 | Dry Powder | 2kg | 2017
Trinity College - House 36 | 018 2nd Floor Apt 36.4 | Fire Blanket | 1.2m x 1.2m | 2020
Trinity College - House 37 | 001 Ground Floor Entrance | Foam | 6ltr | 2020
Trinity College - House 37 | 002 Ground Floor Entrance | Co2 | 2kg | 2020
Trinity College - House 37 | 003 Ground Floor Apt 37.0 | Dry Powder | 1kg | 2017
Trinity College - House 37 | 004 Ground Floor Apt 37.0 | Fire Blanket | 1.8m x 1.2m | 2022
Trinity College - House 37 | 005 1st Floor Apt 37.1 | Dry Powder | 1kg | 2017
Trinity College - House 37 | 006 1st Floor Apt 37.1 | Fire Blanket | 1.2m x 1.2m | 2018
Trinity College - House 37 | 007 1st Floor Landing | Foam | 6ltr | 2020
Trinity College - House 37 | 008 1st Floor Landing | Co2 | 2kg | 2024
Trinity College - House 37 | 009 2nd Floor Apt 37.2 | Dry Powder | 1kg | 2017
Trinity College - House 37 | 010 2nd Floor Apt 37.2 | Fire Blanket | 1.2m x 1.2m | 2020
Trinity College - House 37 | 011 2nd Floor Landing | Foam | 6ltr | 2020
Trinity College - House 37 | 012 2nd Floor Landing | Co2 | 2kg | 2023
Trinity College - House 38 | 001 Ground Floor Entrance | Water | 6ltr | 2023
Trinity College - House 38 | 002 Ground Floor Entrance | Co2 | 2kg | 2023
Trinity College - House 38 | 003 Ground Floor Room 38.0 | Dry Powder | 1kg | 2024
Trinity College - House 38 | 004 Ground Floor Room 38.0 | Fire Blanket | 1.0m x 1.0m | 2021
Trinity College - House 38 | 005 Ground Floor Room 38.1 | Dry Powder | 1kg | 2015
Trinity College - House 38 | 006 Ground Floor Room 38.1 | Fire Blanket | 1.0m x 1.0m | 2021
Trinity College - House 38 | 007 1st Floor Room 38.2 | Dry Powder | 1kg | 2015
Trinity College - House 38 | 008 1st Floor Room 38.2 | Fire Blanket | 1.0m x 1.0m | 2021
Trinity College - House 38 | 008A 1st Floor Room 38.3 | Dry Powder | 1kg | 2023
Trinity College - House 38 | 008B 1st Floor Room 38.3 | Fire Blanket | 1.0m x 1.0m | 2021
Trinity College - House 38 | 009 1st Floor Landing | Water | 6ltr | 2023
Trinity College - House 38 | 010 1st Floor Room 38.4 | Dry Powder | 1kg | 2023
Trinity College - House 38 | 011 1st Floor Room 38.4 | Fire Blanket | 1.0m x 1.0m | 2021
Trinity College - House 38 | 012 2nd Floor Room 38.5 | Dry Powder | 1kg | 2023
Trinity College - House 38 | 013 2nd Floor Room 38.5 | Fire Blanket | 1.0m x 1.0m | 2021
Trinity College - House 38 | 014 2nd Floor Room 38.6 | Dry Powder | 1kg | 2015
Trinity College - House 38 | 015 2nd Floor Room 38.6 | Fire Blanket | 1.0m x 1.0m | 2021
Trinity College - House 38 | 016 2nd Floor Landing | Water | 6ltr | 2023
Trinity College - House 38 | 017 2nd Floor Room 38.7 | Dry Powder | 1kg | 2015
Trinity College - House 38 | 018 2nd Floor Room 38.7 | Fire Blanket | 1.0m x 1.0m | 2021
Trinity College - House 39 | 001 Ground Floor Kitchen | Dry Powder | 1kg | 2017
Trinity College - House 39 | 002 Ground Floor Kitchen | Fire Blanket | 1.8m x 1.2m | 2020
Trinity College - House 39 | 003 Ground Floor LHS | Co2 | 2kg | 2020
Trinity College - House 39 | 004 Ground Floor RHS | Co2 | 2kg | 2020
Trinity College - House 39 | 005 Ground Floor at Stairs | Water | 6ltr | 2022
Trinity College - House 39 | 007 1st Floor | Water | 6ltr | 2022
Trinity College - House 39 | 008 1st Floor | Co2 | 2kg | 2020
Trinity College - House 39 | 009 1st Floor RHS | Co2 | 2kg | 2022
Trinity College - House 39 | 010 2nd Floor RHS | Co2 | 2kg | 2020
Trinity College - House 39 | 011 2nd Floor | Water | 6ltr | 2022
Trinity College - House 39 | 012 2nd Floor LHS | Co2 | 2kg | 2022
Trinity College - House 39 | 013 Basement Entrance round back | Dry Powder | 6kg | 2021
Trinity College - House 4 | 001 Basement (CX2639) | Foam | 6ltr | 2020
Trinity College - House 4 | 002 Basement (CX2639) | Co2 | 2kg | 2022
Trinity College - House 4 | 003 Entrance Hall | Water | 6ltr | 2021
Trinity College - House 4 | 004 Ground Floor HR service centre | Water | 6ltr | 2021
Trinity College - House 4 | 005 Ground Floor HR service centre | Co2 | 2kg | 2020
Trinity College - House 4 | 006 Ground Floor Payroll | Water | 6ltr | 2022
Trinity College - House 4 | 007 Ground Floor Payroll | Co2 | 2kg | 2022
Trinity College - House 4 | 008 1st Floor Landing | Water | 6ltr | 2021
Trinity College - House 4 | 009 1st Floor Office | Water | 6ltr | 2022
Trinity College - House 4 | 010 1st Floor Office | Co2 | 2kg | 2022
Trinity College - House 4 | 011 2nd Floor Landing | Water | 6ltr | 2021
Trinity College - House 4 | 012 2nd Floor Office | Water | 6ltr | 2021
Trinity College - House 4 | 013 2nd Floor Office | Co2 | 2kg | 2020
Trinity College - House 4 | 014 3rd Floor Corridor | Hose Reel | 19mm Fixed Manual Hose Reel
Trinity College - House 4 | 015 3rd Floor Landing | Water | 6ltr | 2021
Trinity College - House 4 | 016 3rd Floor Landing | Co2 | 2kg | 2020
Trinity College - House 4 | 017 4th Floor Landing | Water | 6ltr | 2022
Trinity College - House 4 | 018 4th Floor Landing | Co2 | 2kg | 2022
Trinity College - House 40 | 001 Ground Floor Entrance | Water | 6ltr | 2023
Trinity College - House 40 | 002 Ground Floor Entrance | Co2 | 2kg | 2023
Trinity College - House 40 | 003 Ground Floor Room 40.2 | Dry Powder | 1kg | 2015
Trinity College - House 40 | 004 1590 Ground Floor Room 40.02 | Fire Blanket | 1.2m x 1.2m | 2016
Trinity College - House 40 | 004A opposite room 40.2 | Dry Powder | 1kg | 2021
Trinity College - House 40 | 004B opposite room 40.2 | Fire Blanket | 1.0m x 1.0m | 2018
Trinity College - House 40 | 005 Ground Floor 40.3 | Dry Powder | 1kg | 2015
Trinity College - House 40 | 006 Ground Floor 40.3 | Fire Blanket | 1.0m x 1.0m | 2021
Trinity College - House 40 | 007 1st Floor Room 40.4 | Dry Powder | 1kg | 2015
Trinity College - House 40 | 008 1st Floor Room 40.4 | Fire Blanket | 1.0m x 1.0m | 2021
Trinity College - House 40 | 009 1st Floor Landing | Water | 6ltr | 2023
Trinity College - House 40 | 010 2nd Floor Room 40.5 | Dry Powder | 1kg | 2015
Trinity College - House 40 | 011 2nd Floor Room 40.5 | Fire Blanket | 1.0m x 1.0m | 2021
Trinity College - House 40 | 012 2nd Floor Landing | Water | 6ltr | 2023
Trinity College - House 40 | 013 2nd Floor Room 40.6 | Dry Powder | 1kg | 2015
Trinity College - House 40 | 014 2nd Floor Room 40.6 | Fire Blanket | 1.0m x 1.0m | 2021
Trinity College - House 40 | 015 2nd Floor Room 40.7 | Dry Powder | 1kg | 2015
Trinity College - House 40 | 016 2nd Floor Room 40.7 | Fire Blanket | 1.0m x 1.0m | 2018
Trinity College - House 47 | 001 3rd Floor Staff kitchen | Dry Powder | 1kg | 2023
Trinity College - House 47 | 002 3rd Floor Staff kitchen | Fire Blanket | 1.2m x 1.2m | 2017
Trinity College - House 47 | 003 3rd Floor landing | Dry Powder | 6kg | 2021
Trinity College - House 47 | 004 3rd Floor landing | Co2 | 2kg | 2023
Trinity College - House 47 | 005 3rd Floor landing | Hose Reel | 19mm Fixed Auto Hose Reel | 1991
Trinity College - House 47 | 006 2nd Floor large kitchen | Dry Powder | 1kg | 2023
Trinity College - House 47 | 007 2nd Floor large kitchen | Fire Blanket | 1.8m x 1.2m | 2023
Trinity College - House 47 | 008 2nd Floor staff kitchen | Dry Powder | 1kg | 2019
Trinity College - House 47 | 009 2nd Floor staff kitchen | Fire Blanket | 1.8m x 1.2m | 2023
Trinity College - House 47 | 010 2nd Floor landing | Dry Powder | 6kg | 2020
Trinity College - House 47 | 011 2nd Floor landing | Co2 | 2kg | 2021
Trinity College - House 47 | 012 2nd Floor landing | Hose Reel | 19mm Fixed Auto Hose Reel | 1991
Trinity College - House 47 | 013 1st Floors staff kitchen | Dry Powder | 1kg | 2023
Trinity College - House 47 | 014 1st Floor landing | Fire Blanket | 1.8m x 1.2m | 2023
Trinity College - House 47 | 015 1st Floor landing | Dry Powder | 6kg | 2020
Trinity College - House 47 | 016 1st Floor. landing | Co2 | 2kg | 2023
Trinity College - House 47 | 017 1st floor landing | Hose Reel | 19mm Fixed Auto Hose Reel | 1991
Trinity College - House 48 | 001 3rd Floor Staff kitchen | Dry Powder | 1kg | 2023
Trinity College - House 48 | 002 3rd Floor Staff kitchen | Fire Blanket | 1.0m x 1.0m | 2018
Trinity College - House 48 | 003 3rd Floor landing | Dry Powder | 6kg | 2021
Trinity College - House 48 | 004 3rd Floor landing | Co2 | 2kg | 2023
Trinity College - House 48 | 005 3rd Floor landing | Hose Reel | 19mm Fixed Auto Hose Reel
Trinity College - House 48 | 006 2nd Floor large kitchen ID | Dry Powder | 1kg | 2023
Trinity College - House 48 | 007 2nd Floor large kitchen | Fire Blanket | 1.8m x 1.2m | 2023
Trinity College - House 48 | 008 2nd Floor landing | Dry Powder | 6kg | 2015
Trinity College - House 48 | 009 2nd Floor landing | Co2 | 2kg | 2023
Trinity College - House 48 | 010 2nd Floor landing | Hose Reel | 19mm Fixed Auto Hose Reel | 1991
Trinity College - House 48 | 011 2nd floor staff kitchen | Dry Powder | 1kg | 2023
Trinity College - House 48 | 012 2nd floor staff kitchen | Fire Blanket | 1.0m x 1.0m | 2018
Trinity College - House 48 | 013 1st Floor staff kitchen | Dry Powder | 1kg | 2023
Trinity College - House 48 | 014 1st Floor staff kitchen | Fire Blanket | 1.0m x 1.0m | 2015
Trinity College - House 48 | 015 1st Floor landing | Dry Powder | 6kg | 2023
Trinity College - House 48 | 016 1st Floor Landing | Co2 | 2kg | 2023
Trinity College - House 48 | 017 1st Floor landing | Hose Reel | 19mm Fixed Auto Hose Reel | 1991
Trinity College - House 49 | 001 - 3rd Floor Kitchen | Dry Powder | 1kg | 2020
Trinity College - House 49 | 002 3rd Floor Kitchen | Fire Blanket | 1.8m x 1.2m | 2023
Trinity College - House 49 | 003 3rd Floor landing | Dry Powder | 6kg | 2023
Trinity College - House 49 | 004 3rd Floor landing | Co2 | 2kg | 2022
Trinity College - House 49 | 005 3rd Floor landing | Hose Reel | 19mm Fixed Auto Hose Reel | 1991
Trinity College - House 49 | 006 2nd Floor main kitchen | Dry Powder | 2kg | 2022
Trinity College - House 49 | 007 2nd Floor main kitchen | Fire Blanket | 1.8m x 1.2m | 2023
Trinity College - House 49 | 008 second floor staff kitchen | Dry Powder | 2kg | 2020
Trinity College - House 49 | 009 2nd Floor staff kitchen | Fire Blanket | 1.0m x 1.0m | 2018
Trinity College - House 49 | 010 2nd Floor landing | Dry Powder | 6kg | 2015
Trinity College - House 49 | 011 2nd Floor landing | Co2 | 2kg | 2023
Trinity College - House 49 | 012 2nd Floor landing | Hose Reel | 19mm Fixed Auto Hose Reel | 1991
Trinity College - House 49 | 013 1st Floor staff kitchen | Dry Powder | 1kg | 2020
Trinity College - House 49 | 014 1st Floor staff kitchen | Fire Blanket | 1.0m x 1.0m | 2015
Trinity College - House 49 | 015 1st Floor landing | Dry Powder | 6kg | 2020
Trinity College - House 49 | 016 1st Floor Landing | Co2 | 2kg | 2023
Trinity College - House 49 | 017 1st Floor landing | Hose Reel | 19mm Fixed Auto Hose Reel | 1991
Trinity College - House 5 | 001 Ground Floor Student Office | Co2 | 2kg | 2022
Trinity College - House 5 | 002 Ground Floor Electoral Office | Water | 6ltr | 2022
Trinity College - House 5 | 003 Ground Floor Electoral Office | Co2 | 2kg | 2022
Trinity College - House 5 | 004 Ground Floor | Water | 6ltr | 2021
Trinity College - House 5 | 005 1st Floor through door on right | Water | 6ltr | 2020
Trinity College - House 5 | 006 1st Floor through door on right | Co2 | 2kg | 2023
Trinity College - House 5 | 007 1st Floor Landing | Water | 6ltr | 2021
Trinity College - House 5 | 008 2nd Floor Lab/Tec on right | Co2 | 2kg | 2023
Trinity College - House 5 | 009 2nd Floor Landing | Water | 6ltr | 2021
Trinity College - House 5 | 010 3rd Floor Landing | Water | 6ltr | 2021
Trinity College - House 5 | 011 Boydell Recital Room 3rd fl | Water | 6ltr
Trinity College - House 5 | 012 Boydell Recital Room 3rd fl | Co2 | 2kg | 2015
Trinity College - House 5 | 013 3rd Floor Music Room 33 | Co2 | 2kg | 2022
Trinity College - House 50 | 001 3rd Floor Staff kitchen | Dry Powder | 1kg | 2019
Trinity College - House 50 | 002 3rd Floor Staff kitchen | Fire Blanket | 1.0m x 1.0m | 2015
Trinity College - House 50 | 003 3rd Floor landing | Dry Powder | 6kg | 2020
Trinity College - House 50 | 004 3rd Floor landing | Co2 | 2kg | 2023
Trinity College - House 50 | 005 3rd Floor landing | Hose Reel | 19mm Fixed Auto Hose Reel | 1991
Trinity College - House 50 | 006 2nd Floor main kitchen | Dry Powder | 2kg | 2022
Trinity College - House 50 | 007 2nd Floor main kitchen | Fire Blanket | 1.0m x 1.0m | 2022
Trinity College - House 50 | 008 2nd Floor staff kitchen | Dry Powder | 1kg | 2020
Trinity College - House 50 | 009 2nd Floor staff kitchen PUT NEW SCREW IN | Fire Blanket | 1.8m x 1.2m | 2023
Trinity College - House 50 | 010 2nd Floor landing | Water | 6ltr | 2022
Trinity College - House 50 | 011 2nd Floor landing | Co2 | 2kg | 2023
Trinity College - House 50 | 012 2nd Floor landing | Hose Reel | 19mm Fixed Auto Hose Reel
Trinity College - House 50 | 013 1st Floor staff kitchen | Dry Powder | 2kg | 2022
Trinity College - House 50 | 014 1st Floor staff kitchen | Fire Blanket | 1.0m x 1.0m | 2018
Trinity College - House 50 | 015 1st Floor landing | Dry Powder | 6kg | 2020
Trinity College - House 50 | 016 1st Floor landing CRACK IN HORN | Co2 | 2kg | 2023
Trinity College - House 50 | 017 1st Floor landing | Hose Reel | 19mm Fixed Auto Hose Reel
Trinity College - House 51 | 001 3rd Floor Staff kitchen | Dry Powder | 1kg | 2015
Trinity College - House 51 | 002 3rd Floor Staff kitchen | Fire Blanket | 1.8m x 1.2m | 2023
Trinity College - House 51 | 003 3rd Floor landing | Dry Powder | 6kg | 2018
Trinity College - House 51 | 004 3rd Floor landing horn fixed | Co2 | 2kg | 2023
Trinity College - House 51 | 005 3rd Floor landing | Hose Reel | 19mm Fixed Auto Hose Reel | 1991
Trinity College - House 51 | 008 2nd Floor landing | Dry Powder | 6kg | 2021
Trinity College - House 51 | 009 2nd Floor landing horn fixed | Co2 | 2kg | 2023
Trinity College - House 51 | 010 2nd Floor landing | Hose Reel | 19mm Fixed Auto Hose Reel | 1991
Trinity College - House 51 | 011 2nd floor staff kitchen | Dry Powder | 2kg | 2022
Trinity College - House 51 | 012 2nd Floor staff kitchen | Fire Blanket | 1.8m x 1.2m | 2023
Trinity College - House 51 | 013 1st Floor staff kitchen | Dry Powder | 2kg | 2022
Trinity College - House 51 | 014 1st Floor staff kitchen | Fire Blanket | 1.8m x 1.2m | 2023
Trinity College - House 51 | 015 1st Floor landing | Dry Powder | 6kg | 2021
Trinity College - House 51 | 016 1st floor landing horn fixed | Co2 | 2kg | 2023
Trinity College - House 51 | 017 1st Floor landing | Hose Reel | 19mm Fixed Auto Hose Reel | 1998
Trinity College - House 52 | 001 3rd Floor Staff kitchen | Dry Powder | 2kg | 2022
Trinity College - House 52 | 002 3rd Floor Staff kitchen | Fire Blanket | 1.0m x 1.0m | 2015
Trinity College - House 52 | 003 3rd Floor landing | Dry Powder | 6kg | 2021
Trinity College - House 52 | 004 3rd Floor landing | Co2 | 2kg | 2021
Trinity College - House 52 | 005 3rd Floor landing | Hose Reel | 19mm Fixed Auto Hose Reel | 1991
Trinity College - House 52 | 006 2nd Floor staff kitchen | Dry Powder | 2kg | 2022
Trinity College - House 52 | 007 2nd.Floor staff kitchen | Fire Blanket | 1.8m x 1.2m | 2023
Trinity College - House 52 | 010 2nd Floor landing | Dry Powder | 6kg | 2021
Trinity College - House 52 | 011 2nd Floor landing | Co2 | 2kg | 2021
Trinity College - House 52 | 012 2nd Floor landing | Hose Reel | 19mm Fixed Auto Hose Reel
Trinity College - House 52 | 013 1st Floor staff kitchen | Dry Powder | 2kg | 2022
Trinity College - House 52 | 014 1st Floor staff kitchen | Fire Blanket | 1.8m x 1.2m | 2023
Trinity College - House 52 | 015 1st floor landing | Dry Powder | 6kg | 2021
Trinity College - House 52 | 016 1st Floor landing | Co2 | 2kg | 2021
Trinity College - House 52 | 017 1st Floor landing | Hose Reel | 19mm Fixed Auto Hose Reel | 1991
Trinity College - House 6 | 001 Ground Floor Office | Water | 6ltr | 2024
Trinity College - House 6 | 002 Ground Floor Office | Co2 | 2kg | 2024
Trinity College - House 6 | 003 Ground Floor | Water | 6ltr | 2020
Trinity College - House 6 | 003A Ground Floor USI Shop | Co2 | 2kg | 2018
Trinity College - House 6 | 004 Basement of Shop | Water | 6ltr | 2020
Trinity College - House 6 | 004A Basement Library Stores | Water | 6ltr | 2020
Trinity College - House 6 | 004B Basement at staircase | Co2 | 2kg | 2022
Trinity College - House 6 | 005 1st Floor Landing | Water | 6ltr | 2020
Trinity College - House 6 | 006 1st Floor Room on left | Co2 | 2kg | 2020
Trinity College - House 6 | 007 Office Central Societies | Co2 | 2kg | 2019
Trinity College - House 6 | 008 Central Societies kitchen | Dry Powder | 2kg | 2022
Trinity College - House 6 | 009 Central Societies kitchen | Fire Blanket | 1.8m x 1.2m | 2022
Trinity College - House 6 | 010 2nd Floor Landing | Water | 6ltr | 2022
Trinity College - House 6 | 011 2nd Floor Room 23A/Duplications | Co2 | 2kg | 2020
Trinity College - House 6 | 012 2nd Floor Room 28A | Co2 | 2kg | 2020
Trinity College - House 6 | 013 3rd Floor Landing | Water | 6ltr | 2018
Trinity College - House 6 | 014 3rd Floor Landing | Co2 | 2kg | 2022
Trinity College - House 7 | 001 Ground Floor Entrance | Water | 6ltr | 2022
Trinity College - House 7 | 002 Ground Floor Entrance | Co2 | 2kg | 2020
Trinity College - House 7 | 003 Basement | Foam | 6ltr | 2022
Trinity College - House 7 | 004 Basement | Co2 | 2kg | 2015
Trinity College - House 7 | 005 Ground Floor Kitchen 7.0 | Dry Powder | 2kg | 2022
Trinity College - House 7 | 006 Ground Floor Kitchen 7.0 | Fire Blanket | 1.2m x 1.2m | 2020
Trinity College - House 7 | 007 1st Floor Landing | Water | 6ltr | 2022
Trinity College - House 7 | 008 2nd Floor Landing | Water | 6ltr | 2022
Trinity College - House 7 | 009 3rd Floor Room Landing | Water | 6ltr | 2022
Trinity College - House 7 | 010 4th Floor Landing through 7.1 | Water | 6ltr | 2022
Trinity College - House 7 | 011 4th Floor kitchen | Dry Powder | 1kg | 2020
Trinity College - House 7 | 012 4th Floor Kitchen | Fire Blanket | 1.2m x 1.2m | 2020
Trinity College - House 8 | 001 Ground Floor Entrance | Water | 6ltr | 2022
Trinity College - House 8 | 001A Basement | Water | 6ltr | 2022
Trinity College - House 8 | 001B Basement | Co2 | 2kg | 2022
Trinity College - House 8 | 002 Ground Floor Entrance | Co2 | 2kg | 2022
Trinity College - House 8 | 003 Ground Floor Room 8.0 | Dry Powder | 1kg | 2020
Trinity College - House 8 | 004 Ground Floor Room 8.0 | Fire Blanket | 1.2m x 1.2m | 2020
Trinity College - House 8 | 005 1st Floor Room 8.1 | Dry Powder | 1kg | 2017
Trinity College - House 8 | 006 1st Floor Room 8.1 | Fire Blanket | 1.2m x 1.2m | 2020
Trinity College - House 8 | 007 1st Floor Landing | Water | 6ltr | 2022
Trinity College - House 8 | 008 2nd Floor Room 8.2 | Dry Powder | 1kg | 2020
Trinity College - House 8 | 009 2nd Floor Room 8.2 | Fire Blanket | 1.2m x 1.2m | 2020
Trinity College - House 8 | 010 2nd Floor Landing | Water | 6ltr | 2022
Trinity College - House 8 | 011 3rd Floor Room 8.3 | Dry Powder | 1kg | 2017
Trinity College - House 8 | 012 3rd Floor Room 8.3 | Fire Blanket | 1.2m x 1.2m | 2020
Trinity College - House 8 | 013 3rd Floor Landing | Water | 6ltr | 2022
Trinity College - House 9 | 001 Ground Floor Entrance | Foam | 6ltr | 2022
Trinity College - House 9 | 002 Ground Floor Entrance | Co2 | 2kg | 2016
Trinity College - House 9 | 003 Ground Floor Kitchen 9.0 | Dry Powder | 1kg | 2020
Trinity College - House 9 | 004 Ground Floor Kitchen 9.0 | Fire Blanket | 1.2m x 1.2m | 2020
Trinity College - House 9 | 005 Ground Floor Kitchen 9.1 | Dry Powder | 1kg | 2020
Trinity College - House 9 | 006 Ground Floor Kitchen 9.1 | Fire Blanket | 1.2m x 1.2m | 2020
Trinity College - House 9 | 007 1st Floor Kitchen 9.2 | Dry Powder | 1kg | 2017
Trinity College - House 9 | 008 1st Floor Kitchen 9.2 | Fire Blanket | 1.2m x 1.2m | 2020
Trinity College - House 9 | 009 1st Floor Landing | Water | 6ltr | 2022
Trinity College - House 9 | 010 1st Floor Kitchen 9.3 | Dry Powder | 1kg | 2017
Trinity College - House 9 | 011 1st Floor Kitchen 9.3 | Fire Blanket | 1.2m x 1.2m | 2020
Trinity College - House 9 | 012 2nd Floor Kitchen 9.4 | Dry Powder | 1kg | 2020
Trinity College - House 9 | 013 2nd Floor Kitchen 9.4 | Fire Blanket | 1.2m x 1.2m | 2020
Trinity College - House 9 | 014 2nd Floor Landing | Foam | 6ltr | 2022
Trinity College - House 9 | 015 2nd Floor Kitchen 9.5 | Dry Powder | 1kg | 2020
Trinity College - House 9 | 016 2nd Floor Kitchen 9.5 | Fire Blanket | 1.2m x 1.2m | 2020
Trinity College - House 9 | 017 3rd Floor Kitchen 9.6 | Dry Powder | 1kg | 2020
Trinity College - House 9 | 018 3rd Floor Kitchen 9.6 | Fire Blanket | 1.2m x 1.2m | 2021
Trinity College - House 9 | 019 3rd Floor Landing | Water | 6ltr | 2020
Trinity College - House 9 | 020 3rd Floor Kitchen 9.7 | Dry Powder | 1kg | 2020
Trinity College - House 9 | 021 3rd Floor Kitchen 9.7 | Fire Blanket | 1.2m x 1.2m | 2020
Trinity College - Iveagh Grounds | 001 Entrance behind security desk | Water | 6ltr | 2022
Trinity College - Iveagh Grounds | 002 security desk | Co2 | 2kg | 2019
Trinity College - Iveagh Grounds | 002A at main entrance bottom of stairs | Water | 6ltr | 2022
Trinity College - Iveagh Grounds | 003 office behind security desk | Co2 | 2kg | 2019
Trinity College - Iveagh Grounds | 003A Bowling green changing rooms | Water | 9ltr | 2015
Trinity College - Iveagh Grounds | 005 mid corridor at stairs | Water | 6ltr | 2024
Trinity College - Iveagh Grounds | 006 mid corridor at stairs | Co2 | 2kg | 2020
Trinity College - Iveagh Grounds | 007 end of corridor | Water | 6ltr | 2016
Trinity College - Iveagh Grounds | 008 end of corridor | Co2 | 2kg | 2019
Trinity College - Iveagh Grounds | 009 Top of stairs at security | Water | 6ltr | 2022
Trinity College - Iveagh Grounds | 010 Function room | Co2 | 2kg | 2019
Trinity College - Iveagh Grounds | 011 Function room | Foam | 6ltr | 2015
Trinity College - Iveagh Grounds | 012 Kitchen | Foam | 6ltr | 2017
Trinity College - Iveagh Grounds | 013 Kitchen | Co2 | 2kg | 2019
Trinity College - Iveagh Grounds | 014 Kitchen | Fire Blanket | 1.2m x 1.2m | 2018
Trinity College - Iveagh Grounds | 015 1st floor Bar | Foam | 6ltr | 2015
Trinity College - Iveagh Grounds | 016 1st floor Bar | Co2 | 2kg | 2015
Trinity College - Iveagh Grounds | 017 At bar | Foam | 6ltr | 2017
Trinity College - Iveagh Grounds | 018 At bar | Co2 | 2kg | 2024
Trinity College - Iveagh Grounds | 019 Store behind bar | Foam | 6ltr | 2018
Trinity College - Iveagh Grounds | 021 Down steps behind bar to cellar | Dry Powder | 6kg | 2018
Trinity College - Iveagh Grounds | 023 Follow to plant room | Dry Powder | 6kg | 2018
Trinity College - Iveagh Grounds | 025 Small switchroom at car park/huts at entrance | Co2 | 2kg | 2015
Trinity College - Iveagh Grounds | 028 Gardeners Shed | Dry Powder | 6kg | 2017
Trinity College - Laundrette | 001 Ground Floor | Dry Powder | 4kg | 2021
Trinity College - Laundrette | 002 Ground Floor | Co2 | 2kg | 2022
Trinity College - Laundrette | 003 1st Floor | Water | 6ltr | 2022
Trinity College - Laundrette | 004 1st Floor | Co2 | 2kg | 2023
Trinity College - Lloyd Institute | 001 3951 Comms/Upper roof Plant Room | Dry Powder | 6kg | 2016
Trinity College - Lloyd Institute | 002 Comm/Upper Roof Plant Room | Co2 | 2kg | 2021
Trinity College - Lloyd Institute | 003 Comms/Upper Roof Plant Room | Dry Powder | 6kg | 2016
Trinity College - Lloyd Institute | 004 Comms/Upper Roof Plant Room | Co2 | 2kg | 2021
Trinity College - Lloyd Institute | 005 Comms/Roof Plant Room | Dry Powder | 6kg | 2016
Trinity College - Lloyd Institute | 006 Comms/Roof Plant Room | Co2 | 2kg | 2021
Trinity College - Lloyd Institute | 007 Comms/Roof Plant Room | Dry Powder | 6kg | 2016
Trinity College - Lloyd Institute | 008 Comms/Roof Plant Room | Co2 | 5kg | 2015
Trinity College - Lloyd Institute | 009 5th Floor Landing | Foam | 6ltr | 2020
Trinity College - Lloyd Institute | 010 5th Floor Landing | Co2 | 2kg | 2020
Trinity College - Lloyd Institute | 011 5th Floor Cleanroom | Dry Powder | 6kg | 2023
Trinity College - Lloyd Institute | 012 5th Floor Cleanroom | Co2 | 2kg | 2015
Trinity College - Lloyd Institute | 014 5th Floor Room Off Landing | Dry Powder | 2kg | 2020
Trinity College - Lloyd Institute | 015 5th Floor Room off Landing | Fire Blanket | 1.2m x 1.2m | 2020
Trinity College - Lloyd Institute | 016 4th Floor Outside Room 4.05 | Foam | 6ltr | 2020
Trinity College - Lloyd Institute | 017 4th floor outside Room 4.05 | Co2 | 2kg | 2015
Trinity College - Lloyd Institute | 018 Inside Room 406 | Co2 | 5kg | 2015
Trinity College - Lloyd Institute | 019 Inside Room 406 | Dry Powder | 1kg | 2016
Trinity College - Lloyd Institute | 020 Inside Room 406 | Fire Blanket | 1.2m x 1.2m | 2023
Trinity College - Lloyd Institute | 021 Inside Room 407 | Dry Powder | 1kg | 2016
Trinity College - Lloyd Institute | 022 Inside Room 407 | Co2 | 2kg | 2015
Trinity College - Lloyd Institute | 023 Inside Room 407 | Fire Blanket | 1.0m x 1.0m | 2020
Trinity College - Lloyd Institute | 024 Inside Room 408 | Dry Powder | 1kg | 2016
Trinity College - Lloyd Institute | 025 Inside Room 408 | Co2 | 2kg | 2015
Trinity College - Lloyd Institute | 026 Inside Room 408 | Fire Blanket | 1.2m x 1.2m | 2020
Trinity College - Lloyd Institute | 027 Outside Room 410 | Foam | 6ltr | 2020
Trinity College - Lloyd Institute | 028 Inside Room 410 | Dry Powder | 1kg | 2016
Trinity College - Lloyd Institute | 028 Outside Room 410 | Co2 | 2kg | 2015
Trinity College - Lloyd Institute | 029 Inside Room 410 | Fire Blanket | 1.0m x 1.0m | 2020
Trinity College - Lloyd Institute | 030 Inside Room 4.11 | Dry Powder | 1kg | 2016
Trinity College - Lloyd Institute | 031 Inside Room 4.11 | Co2 | 2kg | 2015
Trinity College - Lloyd Institute | 032 Inside Room 411 | Fire Blanket | 1.0m x 1.0m | 2020
Trinity College - Lloyd Institute | 033 Inside Room 4.12 | Co2 | 2kg | 2015
Trinity College - Lloyd Institute | 034 Inside Room 4.12 | Dry Powder | 1kg | 2019
Trinity College - Lloyd Institute | 035 Inside Room 4.12 | Fire Blanket | 1.8m x 1.2m | 2023
Trinity College - Lloyd Institute | 036 Inside Room 415 | Dry Powder | 1kg | 2016
Trinity College - Lloyd Institute | 037 Inside Room 415 | Fire Blanket | 1.2m x 1.2m | 2020
Trinity College - Lloyd Institute | 038 Outside Room 415 | Foam | 6ltr | 2020
Trinity College - Lloyd Institute | 039 Outside Room 4.15 | Co2 | 2kg | 2020
Trinity College - Lloyd Institute | 040 Inside Room 4.18 | Dry Powder | 2kg | 2022
Trinity College - Lloyd Institute | 041 Inside Room 4.18 | Fire Blanket | 1.2m x 1.2m | 2020
Trinity College - Lloyd Institute | 042 Inside Room 4.21 | Dry Powder | 1kg | 2016
Trinity College - Lloyd Institute | 043 in room 4.21 | Fire Blanket | 1.2m x 1.2m | 2020
Trinity College - Lloyd Institute | 044 Inside Room 4.22 | Co2 | 2kg | 2020
Trinity College - Lloyd Institute | 045 Inside Room 4.22 | Fire Blanket | 1.2m x 1.2m | 2020
Trinity College - Lloyd Institute | 046 Inside Room 4.25 | Co2 | 2kg | 2015
Trinity College - Lloyd Institute | 047 Inside Room 4.25 | Fire Blanket | 1.2m x 1.2m | 2020
Trinity College - Lloyd Institute | 048 Outside Room 4.31 | Foam | 6ltr | 2022
Trinity College - Lloyd Institute | 049 Outside Room 4.31 | Co2 | 2kg | 2015
Trinity College - Lloyd Institute | 050 Inside Room 4.31 | Dry Powder | 2kg | 2022
Trinity College - Lloyd Institute | 051 Inside Room 4.31 | Fire Blanket | 1.2m x 1.2m | 2020
Trinity College - Lloyd Institute | 052 Room 4.32 | Dry Powder | 1kg | 2019
Trinity College - Lloyd Institute | 053 Room 4.32 | Co2 | 2kg | 2015
Trinity College - Lloyd Institute | 054 Room 4.32 | Fire Blanket | 1.2m x 1.2m | 2020
Trinity College - Lloyd Institute | 055 Inside Room 4.01 (Cx 1604) | Dry Powder | 1kg | 2016
Trinity College - Lloyd Institute | 056 Inside Room 4.01 | Co2 | 2kg | 2020
Trinity College - Lloyd Institute | 057 Inside Room 4.01 New | Fire Blanket | 1.2m x 1.2m | 2020
Trinity College - Lloyd Institute | 058 Inside Room 4.04 lab | Dry Powder | 2kg | 2020
Trinity College - Lloyd Institute | 059 Inside Room 4.04 | Co2 | 2kg | 2015
Trinity College - Lloyd Institute | 060 Inside Room 4.04 | Fire Blanket | 1.2m x 1.2m | 2020
Trinity College - Lloyd Institute | 061 Outside Room 3.07 | Water | 6ltr | 2022
Trinity College - Lloyd Institute | 062 Outside Room 3.07 | Co2 | 2kg | 2015
Trinity College - Lloyd Institute | 063 Kitchen/Dining Room | Dry Powder | 1kg | 2019
Trinity College - Lloyd Institute | 064 Kitchen/Dining Room | Fire Blanket | 1.0m x 1.0m | 2020
Trinity College - Lloyd Institute | 065 Outside Room 3.14 | Water | 6ltr | 2022
Trinity College - Lloyd Institute | 066 Outside Room 3.14 | Co2 | 2kg | 2015
Trinity College - Lloyd Institute | 067 Inside Room 316/317 | Co2 | 2kg | 2015
Trinity College - Lloyd Institute | 068 Inside Room 320 in kitchen | Dry Powder | 1kg | 2016
Trinity College - Lloyd Institute | 069 Inside Room 320 in kitchen | Fire Blanket | 1.2m x 1.2m | 2020
Trinity College - Lloyd Institute | 070 Outside Room 320 | Foam | 6ltr | 2022
Trinity College - Lloyd Institute | 071 Outside Room 320 | Co2 | 2kg | 2015
Trinity College - Lloyd Institute | 072 Inside Room 320 | Co2 | 2kg | 2015
Trinity College - Lloyd Institute | 073 3rd Floor corridor | Foam | 6ltr | 2022
Trinity College - Lloyd Institute | 074 3rd Floor Corridor | Co2 | 2kg | 2015
Trinity College - Lloyd Institute | 075 Inside Room 336 | Co2 | 2kg | 2015
Trinity College - Lloyd Institute | 076 Outside Room 301 | Foam | 6ltr | 2020
Trinity College - Lloyd Institute | 077 Outside room 301 | Co2 | 2kg | 2015
Trinity College - Lloyd Institute | 078 2nd Floor Outside Room 204 | Foam | 6ltr | 2022
Trinity College - Lloyd Institute | 079 2nd Floor Outside Room 204 | Co2 | 2kg | 2015
Trinity College - Lloyd Institute | 080 Outside Room 213 | Foam | 6ltr | 2023
Trinity College - Lloyd Institute | 081 Outside Room 213 | Co2 | 2kg | 2015
Trinity College - Lloyd Institute | 082 Inside Room 214 | Co2 | 2kg | 2015
Trinity College - Lloyd Institute | 083 Inside Room 215 | Dry Powder | 1kg | 2019
Trinity College - Lloyd Institute | 084 Inside Room 215 | Fire Blanket | 1.2m x 1.2m | 2020
Trinity College - Lloyd Institute | 085 Inside Room 215 | Co2 | 2kg | 2015
Trinity College - Lloyd Institute | 086 2nd Floor Corridor | Foam | 6ltr | 2022
Trinity College - Lloyd Institute | 087 2nd Floor Corridor | Co2 | 2kg | 2020
Trinity College - Lloyd Institute | 088 Inside Room 218 | Co2 | 5kg | 2023
Trinity College - Lloyd Institute | 089 Inside Room 218 | Co2 | 5kg | 2020
Trinity College - Lloyd Institute | 090 Outside Room 222 | Foam | 6ltr | 2022
Trinity College - Lloyd Institute | 091 Outside Room 222 | Co2 | 2kg | 2015
Trinity College - Lloyd Institute | 092 Visulization Room 201 | Dry Powder | 2kg | 2020
Trinity College - Lloyd Institute | 093 Visulization Room 201 | Fire Blanket | 1.0m x 1.0m | 2020
Trinity College - Lloyd Institute | 094 1st Floor Outside Room 106 | Water | 6ltr | 2024
Trinity College - Lloyd Institute | 095 1st Floor Outside Room 106 | Co2 | 2kg | 2015
Trinity College - Lloyd Institute | 096 Outside Room 107 | Water | 6ltr | 2024
Trinity College - Lloyd Institute | 097 Outside Room 107 | Co2 | 2kg | 2015
Trinity College - Lloyd Institute | 098 Outside Room 111 | Water | 6ltr | 2024
Trinity College - Lloyd Institute | 099 Outside Room 111 | Co2 | 2kg | 2021
Trinity College - Lloyd Institute | 100 Inside Room 111 | Co2 | 2kg | 2015
Trinity College - Lloyd Institute | 101 Inside Room 112 | Co2 | 2kg | 2015
Trinity College - Lloyd Institute | 102 Inside Room 113 | Co2 | 2kg | 2015
Trinity College - Lloyd Institute | 103 Outside Room 115 | Water | 6ltr | 2024
Trinity College - Lloyd Institute | 104 Outside Room 115 | Co2 | 2kg | 2015
Trinity College - Lloyd Institute | 105 Inside Room 117 | Co2 | 2kg | 2021
Trinity College - Lloyd Institute | 106 Outside Room 118 | Water | 6ltr | 2024
Trinity College - Lloyd Institute | 107 Outside Room 118 | Co2 | 2kg | 2015
Trinity College - Lloyd Institute | 108 Inside Room 119 | Co2 | 2kg | 2015
Trinity College - Lloyd Institute | 109 Outside Statistics Office 120 | Water | 6ltr | 2024
Trinity College - Lloyd Institute | 110 Outside Statistics Office 120 | Co2 | 2kg | 2021
Trinity College - Lloyd Institute | 110A Kitchen room 106 | Dry Powder | 2kg | 2020
Trinity College - Lloyd Institute | 110B Kitchen room 106 | Fire Blanket | 1.2m x 1.2m | 2020
Trinity College - Lloyd Institute | 111 Office Ground Floor | Water | 6ltr | 2021
Trinity College - Lloyd Institute | 112 Ground Floor Office | Co2 | 2kg | 2020
Trinity College - Lloyd Institute | 113 Ground Floor Corridor | Water | 6ltr | 2024
Trinity College - Lloyd Institute | 114 Ground Floor Corridor | Co2 | 2kg | 2015
Trinity College - Lloyd Institute | 123 corridor leading to main entrance | Water | 6ltr | 2024
Trinity College - Lloyd Institute | 124 Ground floor corridor leading to main entrance | Co2 | 2kg | 2017
Trinity College - Lloyd Institute | 125 Ground floor corridor | Water | 6ltr | 2024
Trinity College - Lloyd Institute | 126 Ground Floor Corridor | Co2 | 2kg | 2017
Trinity College - Lloyd Institute | 127 Ground Floor corridor | Water | 6ltr | 2024
Trinity College - Lloyd Institute | 128 Ground Floor Office 0.08 | Co2 | 2kg | 2020
Trinity College - Lloyd Institute | 128A inside Office 065 | Co2 | 2kg | 2017
Trinity College - Lloyd Institute | 128B Outside room 065 | Water | 6ltr | 2024
Trinity College - Lloyd Institute | 128B Outside room 065 | Co2 | 2kg | 2017
Trinity College - Lloyd Institute | 128C Outside room 066 | Water | 6ltr | 2024
Trinity College - Lloyd Institute | 128D Outside room 066 | Co2 | 2kg | 2017
Trinity College - Lloyd Institute | 128E Outside door 071 | Co2 | 2kg | 2017
Trinity College - Lloyd Institute | 128F Fire exit at 064 | Foam | 6ltr | 2017
Trinity College - Lloyd Institute | 128 G | Co2 | 5kg | 2017
Trinity College - Lloyd Institute | 128H Outside room 073 | Foam | 6ltr | 2018
Trinity College - Lloyd Institute | 128I Outside room 073 | Co2 | 2kg | 2018
Trinity College - Lloyd Institute | 128J outside room 074 | Foam | 6ltr | 2018
Trinity College - Lloyd Institute | 128K Outside room 074 | Co2 | 2kg | 2018
Trinity College - Lloyd Institute | 128L Outside room 075 | Foam | 6ltr | 2018
Trinity College - Lloyd Institute | 128M Outside room 075 | Co2 | 2kg | 2018
Trinity College - Lloyd Institute | 128N Inside room 075 | Foam | 6ltr | 2017
Trinity College - Lloyd Institute | 128O Inside room 075 | Co2 | 2kg | 2017
Trinity College - Lloyd Institute | 128Q Outside room 077 | Foam | 6ltr | 2018
Trinity College - Lloyd Institute | 128R Outside room 077 | Co2 | 2kg | 2018
Trinity College - Lloyd Institute | 128S At door leading to room 083 | Foam | 6ltr | 2018
Trinity College - Lloyd Institute | 128T At door leading to room 083 | Co2 | 2kg | 2020
Trinity College - Lloyd Institute | 128V Fire exit on corridor | Foam | 6ltr | 2018
Trinity College - Lloyd Institute | 128W Fire exit on corridor | Co2 | 2kg | 2018
Trinity College - Lloyd Institute | 128X Outside room 084 | Foam | 6ltr | 2018
Trinity College - Lloyd Institute | 128Y Outside room 084 | Co2 | 2kg | 2018
Trinity College - Lloyd Institute | 129 Outside BASEMENT Comms Room | Co2 | 5kg | 2022
Trinity College - Lloyd Institute | 130 Inside Comms Room UB10 | Co2 | 5kg | 2024
Trinity College - Lloyd Institute | 131 Basement Corridor | Foam | 6ltr | 2020
Trinity College - Lloyd Institute | 132 Basement Corridor | Co2 | 2kg | 2015
Trinity College - Lloyd Institute | 133 3773 Basement MRSI Room antimagnetic | Co2 | 2kg | 2021
Trinity College - Lloyd Institute | 133A MRI control room Non magnetic | Co2 | 2kg | 2021
Trinity College - Lloyd Institute | 133B MRI control room Non magnetic | Co2 | 2kg | 2021
Trinity College - Lloyd Institute | 134 3774 Basement MRSI Room | Fire Blanket | 1.2m x 1.2m | 2015
Trinity College - Lloyd Institute | 134A basement MRI room UB15/16 antimagnetic | Co2 | 2kg | 2021
Trinity College - Lloyd Institute | 134B basement MRI UB15/16 antimagnetic | Co2 | 2kg | 2021
Trinity College - Lloyd Institute | 138 MRI Basement | Fire Blanket | 1.2m x 1.2m | 2016
Trinity College - Lloyd Institute | 139 Black Doors UB68 | Co2 | 2kg | 2021
Trinity College - Lloyd Institute | 140 Basement Corridor | Water | 9ltr | 2022
Trinity College - Lloyd Institute | 141 Basement Corridor | Co2 | 2kg | 2020
Trinity College - Lloyd Institute | 142 Comms Room ub06 | Co2 | 5kg | 2015
Trinity College - Lloyd Institute | 143 Basement Switch Room UB 07 | Dry Powder | 6kg | 2020
Trinity College - Lloyd Institute | 144 Basement Switch Room UB 07 | Co2 | 2kg | 2021
Trinity College - Lloyd Institute | 145 Basement Corridor | Foam | 6ltr | 2016
Trinity College - Lloyd Institute | 146 Basement Corridor | Co2 | 2kg | 2021
Trinity College - Lloyd Institute | 147 Lecture Theatre 1 | Foam | 6ltr | 2021
Trinity College - Lloyd Institute | 148 Lecture Theatre 1 | Co2 | 2kg | 2016
Trinity College - Lloyd Institute | 149 Lecture Theatre 1 | Foam | 6ltr | 2020
Trinity College - Lloyd Institute | 150 Outside Lecture Theatre 11 | Foam | 6ltr | 2020
Trinity College - Lloyd Institute | 151 Outside Lecture Theatre 11 | Co2 | 2kg | 2020
Trinity College - Lloyd Institute | 152 Lecture Theatre 11 | Foam | 6ltr | 2021
Trinity College - Lloyd Institute | 153 Lecture Theatre 11 | Co2 | 2kg | 2020
Trinity College - Lloyd Institute | 154 Lecture Theatre 11 | Foam | 6ltr | 2020
Trinity College - Lloyd Institute | 155 Lecture Theatre 8 | Foam | 6ltr | 2021
Trinity College - Lloyd Institute | 156 Lecture Theatre 8 | Co2 | 2kg | 2021
Trinity College - Lloyd Institute | 157 Lecture Theatre 8 | Foam | 6ltr | 2021
Trinity College - Lloyd Institute | 158 Theatre 4 | Foam | 6ltr | 2021
Trinity College - Lloyd Institute | 159 Theatre 4 | Co2 | 2kg | 2015
Trinity College - Lloyd Institute | 160 Theatre 4 | Foam | 6ltr | 2020
Trinity College - Long Room Hub | 001 Plantroom- External Plantroom | Dry Powder | 6kg | 2021
Trinity College - Long Room Hub | 002 Plantroom- External Plantroom | Co2 | 5kg | 2023
Trinity College - Long Room Hub | 003 Plantroom- External lift switch room | Co2 | 5kg | 2021
Trinity College - Long Room Hub | 004 Main Entrance | Foam | 6ltr | 2020
Trinity College - Long Room Hub | 005 Main Entrance | Co2 | 2kg | 2020
Trinity College - Long Room Hub | 006 Outside room 1.12 | Foam | 6ltr | 2021
Trinity College - Long Room Hub | 007 Outside Room 1.12 | Co2 | 2kg | 2020
Trinity College - Long Room Hub | 008 1st Floor outside Lect Theatre 2.06 | Foam | 6ltr | 2020
Trinity College - Long Room Hub | 009 1st Floor outside lect theatre 2.06 | Co2 | 2kg | 2020
Trinity College - Long Room Hub | 010 Inside Lect Theatre 2.06 | Foam | 6ltr | 2021
Trinity College - Long Room Hub | 011 Inside Lect Theatre 2.06 | Co2 | 2kg | 2021
Trinity College - Long Room Hub | 012 3rd Floor in Stairwell | Foam | 6ltr | 2021
Trinity College - Long Room Hub | 013 3rd Floor in Stairwell | Co2 | 2kg | 2020
Trinity College - Long Room Hub | 014 3rd Floor at Kitchenette | Foam | 6ltr | 2020
Trinity College - Long Room Hub | 015 3rd Floor At Kitchenette | Co2 | 2kg | 2020
Trinity College - Long Room Hub | 016 3rd Floor in Kitchenette | Fire Blanket | 1.2m x 1.2m | 2015
Trinity College - Long Room Hub | 017 4th floor end of office at window | Foam | 6ltr | 2020
Trinity College - Long Room Hub | 018 4th Floor end of office at Window | Co2 | 2kg | 2020
Trinity College - Long Room Hub | 019 4th Floor end of office at lockers | Foam | 6ltr | 2020
Trinity College - Long Room Hub | 020 4th Floor end of Office at Lockers | Co2 | 2kg | 2020
Trinity College - Long Room Hub | 021 Ground Floor AT Rear Emergency Exit | Foam | 6ltr | 2021
Trinity College - Long Room Hub | 022 Ground Floor AT Rear Emergency Exit | Co2 | 2kg | 2020
Trinity College - Long Room Hub | 023 basement Tunnel Burke Theatre End | Foam | 6ltr | 2020
Trinity College - Long Room Hub | 024 basement Tunnel Burke Theatre End | Co2 | 2kg | 2020
Trinity College - McConnell Sports Centre | 001 1st Floor Snooker Room | Water | 6ltr | 2022
Trinity College - McConnell Sports Centre | 002 1st Floor Snooker Room | Co2 | 2kg | 2020
Trinity College - McConnell Sports Centre | 003 1st Floor Snooker Room | Hose Reel | 19mm Fixed Manual Hose Reel
Trinity College - McConnell Sports Centre | 004 down steps outside Toilets | Water | 6ltr | 2021
Trinity College - McConnell Sports Centre | 005 Corridor to Sports Hall under stairs | Hose Reel | 19mm Fixed Auto Hose Reel | 2011
Trinity College - McConnell Sports Centre | 006 Corridor to Sports Hall | Water | 6ltr | 2022
Trinity College - McConnell Sports Centre | 007 Ground Floor Behind Toilets | Hose Reel | 19mm Fixed Auto Hose Reel
Trinity College - McConnell Sports Centre | 008 Ground Floor Behind Toilets | Water | 6ltr | 2024
Trinity College - McConnell Sports Centre | 009 Ground Floor Behind Toilets | Co2 | 2kg | 2015
Trinity College - Moyne Institute | 002 Plantroom Lift Motor Room (6kg auto) | Dry Powder | 6kg (Automatic) | 2021
Trinity College - Moyne Institute | 003 Basement West | Foam | 6ltr | 2020
Trinity College - Moyne Institute | 004 LG Laboratory LG 19 | Dry Powder | 2kg | 2020
Trinity College - Moyne Institute | 005 LG Laboratory LG 19 | Co2 | 2kg | 2023
Trinity College - Moyne Institute | 006 LG Laboratory LG 19 | Fire Blanket | 1.8m x 1.2m | 2020
Trinity College - Moyne Institute | 007 LG Laboratory LG 19 | Dry Powder | 2kg | 2020
Trinity College - Moyne Institute | 008 Laboratory LG 19 | Co2 | 2kg | 2021
Trinity College - Moyne Institute | 009 Laboratory LG 19 | Fire Blanket | 1.2m x 1.2m | 2019
Trinity College - Moyne Institute | 010 Stores Basement Stores (B.05) | Foam | 6ltr | 2016
Trinity College - Moyne Institute | 011 Laboratory LG 24 | Dry Powder | 2kg | 2022
Trinity College - Moyne Institute | 012 Laboratory LG 24 | Co2 | 2kg | 2021
Trinity College - Moyne Institute | 013 Laboratory LG 24 | Fire Blanket | 1.2m x 1.2m | 2015
Trinity College - Moyne Institute | 014 Laboratory LG 24 | Dry Powder | 2kg | 2020
Trinity College - Moyne Institute | 015 Laboratory LG 24 | Co2 | 2kg | 2023
Trinity College - Moyne Institute | 016 Laboratory LG 24 | Fire Blanket | 1.2m x 1.2m | 2015
Trinity College - Moyne Institute | 017 Laboratory LG 24, in "write up area" | Co2 | 2kg | 2021
Trinity College - Moyne Institute | 018 outside lab LG 24 | Water | 6ltr | 2023
Trinity College - Moyne Institute | 018A Plantroom Lift Motor Room 5 (6kg auto) | Dry Powder | 6kg | 2021
Trinity College - Moyne Institute | 019 up steps in Laboratory 0.16 | Dry Powder | 2kg | 2014
Trinity College - Moyne Institute | 020 Laboratory 0.16 | Co2 | 2kg | 2017
Trinity College - Moyne Institute | 021 Laboratory 0.17 | Fire Blanket | 1.2m x 1.2m | 2020
Trinity College - Moyne Institute | 022 Laboratory 0.17 | Co2 | 2kg | 2023
Trinity College - Moyne Institute | 023 Ground Floor Room 0.18 | Co2 | 2kg | 2016
Trinity College - Moyne Institute | 024 Circulation Ground Floor Room 0.18 | Dry Powder | 2kg | 2016
Trinity College - Moyne Institute | 025 Ground Floor Room 0.18 | Fire Blanket | 1.2m x 1.2m | 2018
Trinity College - Moyne Institute | 026 Ground Floor Corridor East | Dry Powder | 6kg | 2017
Trinity College - Moyne Institute | 027 Ground Floor Corridor East | Co2 | 2kg | 2021
Trinity College - Moyne Institute | 028 Ground Floor Corridor East | Fire Blanket | 1.8m x 1.2m | 2020
Trinity College - Moyne Institute | 029 Ground Floor outside room 0.12 | Dry Powder | 6kg | 2020
Trinity College - Moyne Institute | 030 Ground Floor room 0.12 | Co2 | 2kg | 2020
Trinity College - Moyne Institute | 031 Ground Room 0.12 | Fire Blanket | 1.8m x 1.2m | 2020
Trinity College - Moyne Institute | 032 Lecture Theatre 117 at lobby facing entrance | Co2 | 2kg | 2020
Trinity College - Moyne Institute | 033 Ground Floor Corridor West at 0.08 | Dry Powder | 6kg | 2020
Trinity College - Moyne Institute | 034 Ground Floor Corridor West at 0.08 | Co2 | 2kg | 2020
Trinity College - Moyne Institute | 035 Ground Floor Corridor West | Fire Blanket | 1.8m x 1.2m | 2020
Trinity College - Moyne Institute | 036 Ground Floor Room 0.05 Comp. Room | Co2 | 2kg | 2020
Trinity College - Moyne Institute | 037 Ground Floor Room 0.06 | Fire Blanket | 1.8m x 1.2m | 2020
Trinity College - Moyne Institute | 038 Ground Floor Room 0.08 | Dry Powder | 6kg | 2021
Trinity College - Moyne Institute | 039 Ground Floor Room 0.06 | Co2 | 2kg | 2020
Trinity College - Moyne Institute | 040 Ground Floor Room 0.08 | Co2 | 2kg | 2021
Trinity College - Moyne Institute | 041 Ground Floor Room 0.08 | Fire Blanket | 1.8m x 1.2m | 2020
Trinity College - Moyne Institute | 042 Room 0.08 Ground Floor | Dry Powder | 6kg | 2021
Trinity College - Moyne Institute | 043 store (biohazard) in room 0.08 | Co2 | 2kg | 2021
Trinity College - Moyne Institute | 044 Basement Corridor | Co2 | 5kg | 2016
Trinity College - Moyne Institute | 044A Plantroom basement Boiler House, door B.01 | Dry Powder | 6kg | 2016
Trinity College - Moyne Institute | 045 Basement lobby | Foam | 9ltr | 2020
Trinity College - Moyne Institute | 046 Basement Laboratory | Co2 | 2kg | 2023
Trinity College - Moyne Institute | 047 Basement Laboratory | Fire Blanket | 1.8m x 1.2m | 2020
Trinity College - Moyne Institute | 048 Basement Laboratory | Foam | 6ltr | 2022
Trinity College - Moyne Institute | 049 Basement Laboratory | Co2 | 2kg | 2015
Trinity College - Moyne Institute | 050 Ground Floor Extn Stairs at 0.14 | Dry Powder | 6kg | 2020
Trinity College - Moyne Institute | 051 Ground Floor Extn Stairs | Co2 | 2kg | 2021
Trinity College - Moyne Institute | 052 Basement Extn | Dry Powder | 6kg | 2018
Trinity College - Moyne Institute | 053 Basement Room b.14 | Co2 | 2kg | 2021
Trinity College - Moyne Institute | 054 Basement entrance Room b.14 | Fire Blanket | 1.8m x 1.2m | 2020
Trinity College - Moyne Institute | 055 Basement Room b.15 | Co2 | 2kg | 2021
Trinity College - Moyne Institute | 056 Basement Extn Room b.15 | Fire Blanket | 1.0m x 1.0m | 2020
Trinity College - Moyne Institute | 057 Laboratory end of corridor 1.20 | Dry Powder | 2kg | 2020
Trinity College - Moyne Institute | 058 Laboratory end of corridor 1.20 | Co2 | 2kg | 2023
Trinity College - Moyne Institute | 059 Laboratory end of corridor 1.20 | Fire Blanket | 1.2m x 1.2m | 2020
Trinity College - Moyne Institute | 060 Laboratory end of corridor 1.20 | Dry Powder | 2kg | 2020
Trinity College - Moyne Institute | 061 Laboratory end of corridor 1.20 | Co2 | 2kg | 2023
Trinity College - Moyne Institute | 062 Laboratory end of corridor 1.20 | Fire Blanket | 1.2m x 1.2m | 2022
Trinity College - Moyne Institute | 063 1st Floor Outside Laboratory 1.19 | Foam | 6ltr | 2021
Trinity College - Moyne Institute | 063A Office Miscroscope Room 1.18 | Co2 | 2kg | 2020
Trinity College - Moyne Institute | 064 Lab 1.17 (Cx2784) | Dry Powder | 6kg | 2020
Trinity College - Moyne Institute | 065 Lab 1.17 | Co2 | 2kg | 2021
Trinity College - Moyne Institute | 066 Lab 1.17 | Fire Blanket | 1.2m x 1.2m | 2020
Trinity College - Moyne Institute | 067 Lab 1.17 | Fire Blanket | 1.2m x 1.2m | 2020
Trinity College - Moyne Institute | 068 Lab 1.17 | Fire Blanket | 1.2m x 1.2m | 2020
Trinity College - Moyne Institute | 069 Outside lab 1.17 | Water | 6ltr | 2022
Trinity College - Moyne Institute | 070 Outside lab 1.17 | Co2 | 2kg | 2015
Trinity College - Moyne Institute | 071 Outside lab 1.17 | Fire Blanket | 1.2m x 1.2m | 2021
Trinity College - Moyne Institute | 071A Office 1.13 beside glass cabinet CX173 | Foam | 6ltr | 2020
Trinity College - Moyne Institute | 071B Office 1.13 beside glass cabinet | Co2 | 2kg | 2020
Trinity College - Moyne Institute | 072 Top of stairs in glass cupboard | Dry Powder | 6kg | 2020
Trinity College - Moyne Institute | 073 Top of stairs | Co2 | 2kg | 2023
Trinity College - Moyne Institute | 074 1st Floor Outside Room 1.04 | Water | 6ltr | 2021
Trinity College - Moyne Institute | 075 1st Floor Outside Room 1.04 | Co2 | 2kg | 2021
Trinity College - Moyne Institute | 076 1st Floor Laboratory 1.04 | Co2 | 2kg | 2021
Trinity College - Moyne Institute | 077 1st Floor Laboratory 1.04 | Fire Blanket | 1.8m x 1.2m | 2020
Trinity College - Moyne Institute | 078 1st Floor Landing | Co2 | 2kg | 2020
Trinity College - Moyne Institute | 079 1st Floor Landing | Foam | 6ltr | 2021
Trinity College - Museum Building | 001 Main Entrance | Water | 6ltr | 2020
Trinity College - Museum Building | 002 Main Entrance | Water | 6ltr | 2020
Trinity College - Museum Building | 003 Geography Ground floor 0.19 | Co2 | 2kg | 2023
Trinity College - Museum Building | 004 Ground Floor Geology 0.18 | Dry Powder | 6kg | 2021
Trinity College - Museum Building | 005 Ground Floor Geology | Co2 | 2kg | 2020
Trinity College - Museum Building | 006 outside 0.17 | Co2 | 5kg | 2024
Trinity College - Museum Building | 007 M4 room 0.16 geog lecture room top of stairs | Co2 | 2kg | 2024
Trinity College - Museum Building | 008 M4 room 0.16 geog lecture room top of stairs | Co2 | 2kg | 2020
Trinity College - Museum Building | 009 room 15 | Foam | 6ltr | 2020
Trinity College - Museum Building | 010 room 15 | Water | 6ltr | 2022
Trinity College - Museum Building | 011 room 15 | Co2 | 2kg | 2018
Trinity College - Museum Building | 012 room B8 | Fire Blanket | 1.2m x 1.2m | 2015
Trinity College - Museum Building | 013 room B8 | Water | 6ltr | 2023
Trinity College - Museum Building | 014 room B8 | Dry Powder | 6kg | 2023
Trinity College - Museum Building | 015 Basement Outside W.C. below room B8 | Water | 6ltr | 2020
Trinity College - Museum Building | 016 Basement Outside W.C. below room B8 | Co2 | 2kg | 2022
Trinity College - Museum Building | 017 Basement outside [B5] | Co2 | 2kg | 2023
Trinity College - Museum Building | 018 geography dept | Water | 9ltr | 2020
Trinity College - Museum Building | 019 Basement geography dept | Co2 | 2kg | 2023
Trinity College - Museum Building | 020 Basement Room B6G | Co2 | 2kg | 2023
Trinity College - Museum Building | 021 room 0.13B (czx859) | Water | 6ltr | 2022
Trinity College - Museum Building | 022 room 0.13B | Co2 | 2kg | 2020
Trinity College - Museum Building | 023 Tea Room past Neil's office 0.12 | Co2 | 2kg | 2022
Trinity College - Museum Building | 024 lab at tea room past Neil's office 0.12 | Co2 | 2kg | 2022
Trinity College - Museum Building | 025 lab at tea room past Neil's office 0.12 | Dry Powder | 4kg | 2020
Trinity College - Museum Building | 026 Mezzaine outside 0.12 | Water | 6ltr | 2020
Trinity College - Museum Building | 027 bottom of basement stairs at door 0.12 | Water | 6ltr | 2020
Trinity College - Museum Building | 028 Basement at bottom of stairs at room 0.12 | Dry Powder | 4kg | 2020
Trinity College - Museum Building | 029 Basement at bottom of stairs at room 0.12 | Fire Blanket | 1.2m x 1.2m | 2020
Trinity College - Museum Building | 030 Mezzaine outside room 0.11 | Dry Powder | 6kg | 2022
Trinity College - Museum Building | 031 Mezzanine outside 0.10 | Water | 6ltr | 2020
Trinity College - Museum Building | 032 Mezzanine outside 0.10 | Co2 | 2kg | 2018
Trinity College - Museum Building | 033 Mezzanine outside room 0.6 | Dry Powder | 6kg | 2023
Trinity College - Museum Building | 034 outside 0.5 | Dry Powder | 6kg | 2023
Trinity College - Museum Building | 035 Mezzanine room 0.6 | Co2 | 2kg | 2023
Trinity College - Museum Building | 036 top of stairs at engineering | Foam | 6ltr | 2020
Trinity College - Museum Building | 037 1st Floor Engineering | Water | 6ltr | 2020
Trinity College - Museum Building | 038 1st Floor Engineering | Co2 | 2kg | 2023
Trinity College - Museum Building | 039 1st Floor Outside O,Dwyer upper level | Co2 | 2kg | 2022
Trinity College - Museum Building | 040 1st Floor Engineering room 1.20 | Water | 6ltr | 2022
Trinity College - Museum Building | 041 1st Floor Engineering room 1.20 | Co2 | 2kg | 2020
Trinity College - Museum Building | 042 1sr floor library through door 1.20 | Co2 | 2kg | 2023
Trinity College - Museum Building | 043 1st Floor Engineering Faculties Office | Co2 | 2kg | 2023
Trinity College - Museum Building | 046 2nd Floor Lecture Top of Stairs | Foam | 6ltr | 2023
Trinity College - Museum Building | 047 2nd Floor next to 046 | Co2 | 2kg | 2022
Trinity College - Museum Building | 049 outside room 1.21 | Water | 6ltr | 2022
Trinity College - Museum Building | 050 outside room 1.21 | Co2 | 2kg | 2021
Trinity College - Museum Building | 051 inside door 1.21 | Co2 | 2kg | 2023
Trinity College - Museum Building | 052 2nd floor stairs above room 1.21 | Water | 6ltr | 2023
Trinity College - Museum Building | 053 2nd floor stairs above room 1.21 | Co2 | 2kg | 2023
Trinity College - Museum Building | 054 Attic Conversation | Water | 6ltr | 2020
Trinity College - Museum Building | 055 Attic Conversation | Co2 | 2kg | 2018
Trinity College - Museum Building | 056 Attic Conversation outside 2.11 | Water | 6ltr | 2022
Trinity College - Museum Building | 057 2nd Floor outside room 1.7 | Water | 6ltr | 2022
Trinity College - Museum Building | 058 Petrological Laboratory 1.4 | Water | 6ltr | 2022
Trinity College - Museum Building | 060 3rd Floor Corridor LHS | Co2 | 2kg | 2018
Trinity College - Museum Building | 061 3rd Floor Corridor LHS | Water | 6ltr | 2020
Trinity College - Museum Building | 062 3rd Floor Corridor LHS | Water | 6ltr | 2022
Trinity College - Museum Building | 064 3rd Floor Pal. Laboratory | Fire Blanket | 1.2m x 1.2m | 2020
Trinity College - Museum Building | 065 3rd Floor Pal. Laboratory | Dry Powder | 2kg | 2022
Trinity College - Museum Building | 066 3rd Floor Pal. Laboratory | Dry Powder | 2kg | 2022
Trinity College - Museum Building | 067 1st Floor microscope Laboratory | Water | 6ltr | 2022
Trinity College - Museum Building | 067A first floor inside room 1.2 | Co2 | 2kg | 2022
Trinity College - Museum Building | 068 1st Floor Outside Room 1.14 | Water | 6ltr | 2022
Trinity College - Museum Building | 069 1st Floor Outside Room 1.14 | Co2 | 2kg | 2020
Trinity College - Museum Building | 070 1st Floor Palaeontology [1.10] | Water | 6ltr | 2022
Trinity College - Museum Building | 071 Freeman library | Co2 | 2kg | 2023
Trinity College - Museum Building | 072 Freeman Library | Water | 6ltr | 2023
Trinity College - Old Library | 001 Ground floor exit beside long room | Dry Powder | 6kg | 2020
Trinity College - Old Library | 002 Ground floor outside book of kells | Dry Powder | 6kg | 2023
Trinity College - Old Library | 003 Outside office OL. G16 | Dry Powder | 6kg | 2021
Trinity College - Old Library | 004 Outside office OL.G16 | Co2 | 2kg | 2015
Trinity College - Old Library | 005 Ground Floor Rear exit | Water | 6ltr | 2023
Trinity College - Old Library | 005A Stacks through door on stairs | Dry Powder | 4kg | 2019
Trinity College - Old Library | 005B Stacks through door on stairs | Dry Powder | 4kg | 2019
Trinity College - Old Library | 006 Ground Floor Rear exit | Co2 | 2kg | 2023
Trinity College - Old Library | 007 Ground floor stacks entrance | Dry Powder | 6kg | 2023
Trinity College - Old Library | 008 Stacks rear | Dry Powder | 4kg | 2019
Trinity College - Old Library | 009 Stacks rear | Co2 | 2kg | 2015
Trinity College - Old Library | 010 West path | Dry Powder | 4kg | 2019
Trinity College - Old Library | 011 West path | Dry Powder | 4kg | 2019
Trinity College - Old Library | 012 West path | Hose Reel | 19mm Swinging Auto Hose Reel
Trinity College - Old Library | 013 Basement | Co2 | 2kg | 2022
Trinity College - Old Library | 015 Top of stairs Long room | Water | 6ltr | 2023
Trinity College - Old Library | 016 1st Floor Long Room right | Dry Powder | 4kg | 2021
Trinity College - Old Library | 017 1st Floor Long Room right | Dry Powder | 6kg | 2021
Trinity College - Old Library | 018 1st Floor Long Room left | Dry Powder | 6kg | 2021
Trinity College - Old Library | 019 1st Floor Long Room left | Dry Powder | 6kg | 2021
Trinity College - Old Library | 020 Long Room EE | Co2 | 2kg | 2022
Trinity College - Old Library | 021 Long Room MM | Dry Powder | 6kg | 2021
Trinity College - Old Library | 022 Long Room MM | Co2 | 2kg | 2022
Trinity College - Old Library | 023 Long Room M | Dry Powder | 4kg | 2021
Trinity College - Old Library | 024 Long Room M | Co2 | 2kg | 2022
Trinity College - Old Library | 025 Long Room Q | Co2 | 2kg | 2023
Trinity College - Old Library | 026 Long Room WW | Dry Powder | 4kg | 2019
Trinity College - Old Library | 027 Long Room WW | Dry Powder | 6kg | 2022
Trinity College - Old Library | 028 Long Room WW | Dry Powder | 4kg | 2019
Trinity College - Old Library | 029 1st floor at stairs | Dry Powder | 6kg | 2021
Trinity College - Old Library | 030 First floor P | Co2 | 2kg | 2022
Trinity College - Old Library | 031 First floor M | Dry Powder | 6kg | 2021
Trinity College - Old Library | 032 Long Room first floor E | Co2 | 2kg | 2022
Trinity College - Old Library | 033 First floor Long Room A | Dry Powder | 6kg | 2021
Trinity College - Old Library | 034 First floor Long Room A | Dry Powder | 6kg | 2021
Trinity College - Old Library | 035 First floor Long Room AA | Dry Powder | 6kg | 2021
Trinity College - Old Library | 036 First floor Long Room AA | Dry Powder | 6kg | 2021
Trinity College - Old Library | 037 First floor Long Room HH | Co2 | 2kg | 2022
Trinity College - Old Library | 038 First floor Long Room MM | Dry Powder | 6kg | 2021
Trinity College - Old Library | 039 First floor Long Room PP | Co2 | 2kg | 2022
Trinity College - Old Library | 040 1st floor tops of stairs | Dry Powder | 6kg | 2021
Trinity College - Old Library | 041 2nd Floor Manuscripts | Co2 | 2kg | 2022
Trinity College - Old Library | 041A manoscripts | Water | 6ltr | 2020
Trinity College - Old Library | 042 Stairwell behind Manuscripts | Hose Reel | 19mm Swinging Auto Hose Reel
Trinity College - Old Library | 043 Outside West attic | Co2 | 2kg | 2023
Trinity College - Old Library | 044 West attic above manuscripts | Water | 6ltr | 2023
Trinity College - Old Library | 045 West Attic upper floor | Dry Powder | 4kg | 2023
Trinity College - Old Library | 046 West Attic upper floor | Co2 | 2kg | 2023
Trinity College - Old Library | 047 First floor Stairwell behind manuscripts | Hose Reel | 19mm Swinging Auto Hose Reel | 1993
Trinity College - Old Library | 048 Library-2nd Floor Reading Room | Co2 | 2kg | 2023
Trinity College - Old Library | 049 Library-2nd Floor Reading Room | Dry Powder | 6kg | 2021
Trinity College - Old Library | 050 Library-2nd Floor Reading Room | Dry Powder | 6kg | 2015
Trinity College - Old Library | 051 Library-2nd Floor Reading Room East End | Co2 | 2kg | 2022
Trinity College - Old Library | 052 Library-2nd Floor Reading Room East End | Dry Powder | 6kg | 2015
Trinity College - Old Library | 053 Library-2nd Floor Reading Room East End | Dry Powder | 6kg | 2015
Trinity College - Old Library | 054 Library-2nd Floor Reading Room East End | Co2 | 2kg | 2022
Trinity College - Old Library | 055 Library-2nd Floor Reading Room East End | Dry Powder | 6kg | 2021
Trinity College - Old Library | 056 Library-2nd Floor Reading Room East End | Dry Powder | 6kg | 2021
Trinity College - Old Library | 057 attic | Dry Powder | 6kg | 2015
Trinity College - Old Library | 058 attic | Co2 | 2kg | 2022
Trinity College - Oldham House | 001 Main Entrance | Water | 6ltr | 2020
Trinity College - Oldham House | 002 Main Entrance | Co2 | 2kg | 2015
Trinity College - Oldham House | 003 Blue Room | Water | 6ltr | 2022
Trinity College - Oldham House | 004 1st Floor Toilets | Water | 6ltr | 2022
Trinity College - Oldham House | 005 1st Floor Toilets | Co2 | 2kg | 2022
Trinity College - Oldham House | 006 2nd Floor Outside Computer Room | Water | 6ltr | 2020
Trinity College - Oldham House | 007 2nd Floor Outside Computer room | Co2 | 2kg | 2015
Trinity College - Oldham House | 008 Kitchen in basement | Dry Powder | 1kg | 2016
Trinity College - Oldham House | 009 Kitchen in basement | Fire Blanket | 1.2m x 1.2m | 2016
Trinity College - Oldham House | 010 Assitant wardens apartment | Dry Powder | 1kg | 2020
Trinity College - Oldham House | 010A assistants wardens apartment | Fire Blanket | 1.2m x 1.2m | 2020
Trinity College - Oldham House | 011 Basement Entrance | Water | 6ltr | 2024
Trinity College - Oldham House | 012 Basement Entrance | Co2 | 2kg | 2015
Trinity College - Oldham House | 013 Basement Stores | Fire Blanket | 1.2m x 1.2m | 2016
Trinity College - Oldham House | 014 Basement Stores | Dry Powder | 1kg | 2020
Trinity College - Oldham House | 015 Basement Stores | Co2 | 2kg | 2022
Trinity College - Oldham House | 016 Basement Stores | Water | 6ltr | 2020
Trinity College - Oldham House | 017 Basement Stores Store | Co2 | 2kg | 2015
Trinity College - Oldham House | 018 Basement stores store | Fire Blanket | 1.2m x 1.2m | 2020
Trinity College - Oldham House | 019 Basement stores store | Fire Blanket | 1.2m x 1.2m | 2020
Trinity College - O'Reilly Institute | 001 Rooftop Plant Room New | Co2 | 2kg | 2021
Trinity College - O'Reilly Institute | 002 Rooftop Plant Room New | Co2 | 2kg | 2021
Trinity College - O'Reilly Institute | 003 1st Floor at Water Fountain | Water | 9ltr | 2015
Trinity College - O'Reilly Institute | 004 1st Floor at Water Fountain | Co2 | 2kg | 2024
Trinity College - O'Reilly Institute | 005 1st Floor at Water Fountain | Hose Reel | 19mm Swinging Auto Hose Reel | 0000
Trinity College - O'Reilly Institute | 005A 1st Floor Comms F43 | Co2 | 2kg | 2023
Trinity College - O'Reilly Institute | 006 1st Floor F34 | Water | 6ltr | 2024
Trinity College - O'Reilly Institute | 007 1st Floor F34 New | Co2 | 2kg | 2021
Trinity College - O'Reilly Institute | 008 1st Floor F34 | Water | 6ltr | 2024
Trinity College - O'Reilly Institute | 009 1st Floor F34 New | Co2 | 2kg | 2021
Trinity College - O'Reilly Institute | 010 1st Floor F34 | Fire Blanket | 1.0m x 1.0m | 2015
Trinity College - O'Reilly Institute | 011 1st Floor Outside F34 | Water | 6ltr | 2016
Trinity College - O'Reilly Institute | 012 1st Floor Outside F34 New | Co2 | 2kg | 2021
Trinity College - O'Reilly Institute | 013 1st Floor Outside F34 | Hose Reel | 19mm Swinging Auto Hose Reel
Trinity College - O'Reilly Institute | 014 1st Floor Outside Accounts Unit | Water | 6ltr | 2020
Trinity College - O'Reilly Institute | 015 1st Floor Outside Accounts Unit New | Co2 | 2kg | 2021
Trinity College - O'Reilly Institute | 016 1st Floor Outside F17 New | Water | 6ltr | 2021
Trinity College - O'Reilly Institute | 017 1st Floor Outside F17 | Co2 | 2kg | 2024
Trinity College - O'Reilly Institute | 017A 4238.1 1st Floor Comms Room F7 | Co2 | 2kg | 2024
Trinity College - O'Reilly Institute | 017B 1st Floor Comms Room F7 | Co2 | 2kg | 2021
Trinity College - O'Reilly Institute | 017C 1st Floor Comms F18 | Co2 | 2kg | 2023
Trinity College - O'Reilly Institute | 018 1st Floor Walkway | Water | 6ltr | 2020
Trinity College - O'Reilly Institute | 019 1st Floor Walkway | Co2 | 2kg | 2024
Trinity College - O'Reilly Institute | 020 1st Floor Walkway | Hose Reel | 19mm Fixed Manual Hose Reel
Trinity College - O'Reilly Institute | 021 2nd Floor Landing | Water | 6ltr | 2023
Trinity College - O'Reilly Institute | 022 2nd Floor Landing New | Co2 | 2kg | 2021
Trinity College - O'Reilly Institute | 023 2nd Floor Tea Room | Water | 9ltr | 2020
Trinity College - O'Reilly Institute | 024 2nd Floor Tea Room | Hose Reel | 19mm Fixed Manual Hose Reel | 0000
Trinity College - O'Reilly Institute | 025 1st Floor Contracts Office F53 | Water | 6ltr | 2015
Trinity College - O'Reilly Institute | 026 1st Floor Contracts Office F53 | Co2 | 2kg | 2015
Trinity College - O'Reilly Institute | 026A Ground Floor Outside G48 New | Water | 6ltr | 2021
Trinity College - O'Reilly Institute | 026B Ground Floor Outside G48 New | Co2 | 2kg | 2021
Trinity College - O'Reilly Institute | 027 Ground Floor Lobby | Water | 9ltr | 2020
Trinity College - O'Reilly Institute | 028 Ground Floor Lobby | Hose Reel | 19mm Fixed Auto Hose Reel
Trinity College - O'Reilly Institute | 029 Ground Floor Outside G10 New | Water | 6ltr | 2021
Trinity College - O'Reilly Institute | 030 Ground Floor Outside G10 | Co2 | 2kg | 2015
Trinity College - O'Reilly Institute | 031 Ground Floor Beside G25 New | Water | 6ltr | 2021
Trinity College - O'Reilly Institute | 032 Ground Floor Beside G25 | Co2 | 2kg | 2018
Trinity College - O'Reilly Institute | 033 Ground Floor Beside G25 | Hose Reel | 19mm Swinging Auto Hose Reel
Trinity College - O'Reilly Institute | 033A Down Stairwell to left New | Water | 6ltr | 2021
Trinity College - O'Reilly Institute | 033B Down Stairwell on left in room lg42 | Co2 | 2kg | 2024
Trinity College - O'Reilly Institute | 034 Ground Floor G31 | Water | 6ltr | 2024
Trinity College - O'Reilly Institute | 035 Ground Floor G31 | Co2 | 2kg | 2024
Trinity College - O'Reilly Institute | 036 Ground Floor G28 | Fire Blanket | 1.0m x 1.0m | 2024
Trinity College - O'Reilly Institute | 037 Ground Floor Room G31 | Water | 6ltr | 2024
Trinity College - O'Reilly Institute | 038 Ground Floor Room G31 | Co2 | 2kg | 2024
Trinity College - O'Reilly Institute | 039 Ground Floor Comms G35 | Co2 | 2kg | 2024
Trinity College - O'Reilly Institute | 040 Ground Floor Beside G35 at water fountain New | Water | 6ltr | 2021
Trinity College - O'Reilly Institute | 041 Ground Floor Beside G35 | Co2 | 2kg | 2024
Trinity College - O'Reilly Institute | 042 Ground Floor Beside G35 | Hose Reel | 19mm Swinging Auto Hose Reel
Trinity College - O'Reilly Institute | 043 G.16 comms room | Co2 | 2kg | 2023
Trinity College - O'Reilly Institute | 044 Ground Floor Outside G15 | Water | 9ltr | 2020
Trinity College - O'Reilly Institute | 045 Ground Floor Outside G15 New | Co2 | 2kg | 2021
Trinity College - O'Reilly Institute | 046 Basement Corridor Outside LG49 New | Water | 6ltr | 2021
Trinity College - O'Reilly Institute | 047 Basement Room LG11 New | Co2 | 2kg | 2021
Trinity College - O'Reilly Institute | 047A Basement Room LG11 | Co2 | 2kg | 2023
Trinity College - O'Reilly Institute | 048 Basement Outside LG22 New | Water | 6ltr | 2021
Trinity College - O'Reilly Institute | 049 Basement Outside LG22 | Co2 | 2kg | 2023
Trinity College - O'Reilly Institute | 050 Basement Outside LG22 | Hose Reel | 19mm Swinging Auto Hose Reel
Trinity College - O'Reilly Institute | 051 Basement Corridor Outside LG11 | Co2 | 2kg | 2023
Trinity College - O'Reilly Institute | 052 Basement Comp Room LG12 | Co2 | 2kg | 2023
Trinity College - O'Reilly Institute | 053 Basement Comp Room LG12 | Co2 | 2kg | 2023
Trinity College - O'Reilly Institute | 054 Basement Corridor Outside LG14 New | Water | 6ltr | 2021
Trinity College - O'Reilly Institute | 055 Basement Corridor Outside LG14 | Co2 | 2kg | 2023
Trinity College - O'Reilly Institute | 056 Basement Corridor Outside LG14 | Hose Reel | 19mm Fixed Auto Hose Reel
Trinity College - O'Reilly Institute | 057 Basement Room LG14 (1246 and swipe card) | Co2 | 2kg | 2015
Trinity College - O'Reilly Institute | 058 Basement Room LG14 | Co2 | 2kg | 2015
Trinity College - O'Reilly Institute | 059 Basement Room LG14 New | Co2 | 2kg | 2021
Trinity College - O'Reilly Institute | 060 Basement Corridor at LG52 New | Water | 6ltr | 2021
Trinity College - O'Reilly Institute | 061 Basement Corridor at LG52 New | Co2 | 2kg | 2021
Trinity College - O'Reilly Institute | 062 Basement Corridor at LG52 | Hose Reel | 19mm Fixed Auto Hose Reel
Trinity College - O'Reilly Institute | 063 Basement Corridor Outside LG50 New | Water | 6ltr | 2021
Trinity College - O'Reilly Institute | 064 Basement Corridor Outside LG50 | Co2 | 2kg | 2018
Trinity College - O'Reilly Institute | 064A Basement Room G49 | Co2 | 2kg | 2024
Trinity College - O'Reilly Institute | 065 Basement Room LG50 | Co2 | 2kg | 2015
Trinity College - O'Reilly Institute | 066 Basement Lift Motor Room (Auto) New | Dry Powder | 6kg (Automatic) | 2021
Trinity College - O'Reilly Institute | 068 Basement Rear Exit New | Water | 6ltr | 2021
Trinity College - O'Reilly Institute | 069 Basement Outside Room LG39 New | Co2 | 2kg | 2021
Trinity College - O'Reilly Institute | 070 Basement Room LG39 | Hose Reel | 19mm Fixed Auto Hose Reel
Trinity College - O'Reilly Institute | 071 Basement Room LG40 New | Co2 | 2kg | 2021
Trinity College - O'Reilly Institute | 072 Basement Room LG40 New | Co2 | 2kg | 2021
Trinity College - O'Reilly Institute | 073 Basement Room LG37 | Co2 | 2kg | 2015
Trinity College - O'Reilly Institute | 074 Basement Room LG37 New | Co2 | 2kg | 2021
Trinity College - O'Reilly Institute | 075 Basement Room LG37 New | Co2 | 2kg | 2021
Trinity College - O'Reilly Institute | 076 Basement Room LG36 | Co2 | 2kg | 2015
Trinity College - O'Reilly Institute | 077 Basement Room LG36 New | Co2 | 2kg | 2021
Trinity College - O'Reilly Institute | 078 Basement Room LG36 New | Co2 | 2kg | 2021
Trinity College - O'Reilly Institute | 079 Basement Room LG36 | Co2 | 2kg | 2015
Trinity College - Parson's Building | 001 Basement Workshop | Dry Powder | 6kg | 2022
Trinity College - Parson's Building | 002 Basement Workshop | Co2 | 2kg | 2023
Trinity College - Parson's Building | 003 Basement Workshop | Fire Blanket | 1.2m x 1.2m | 2015
Trinity College - Parson's Building | 004 Basement Workshop | Hose Reel | 19mm Swinging Manual Hose Reel
Trinity College - Parson's Building | 005 Basement Workshop | Dry Powder | 6kg | 2020
Trinity College - Parson's Building | 006 Basement Workshop | Co2 | 2kg | 2021
Trinity College - Parson's Building | 007 Basement Workshop | Fire Blanket | 1.2m x 1.2m | 2015
Trinity College - Parson's Building | 008 Basement Test room | Dry Powder | 2kg | 2020
Trinity College - Parson's Building | 009 Basement Test Room | Co2 | 2kg | 2020
Trinity College - Parson's Building | 010 Basement Test Room | Fire Blanket | 1.2m x 1.2m | 2023
Trinity College - Parson's Building | 011 Basement Test room | Hose Reel | 19mm Fixed Auto Hose Reel
Trinity College - Parson's Building | 012 Basement Test Room Switchroom | Dry Powder | 6kg | 2020
Trinity College - Parson's Building | 013 Basement Test Room | Dry Powder | 6kg | 2022
Trinity College - Parson's Building | 014 Basement Test Room | Co2 | 2kg | 2021
Trinity College - Parson's Building | 015 Basement Test Room | Fire Blanket | 1.8m x 1.2m | 2023
Trinity College - Parson's Building | 016 Basement Metallurgy Laboratory | Co2 | 2kg | 2016
Trinity College - Parson's Building | 017 Basement Photoelastacity | Dry Powder | 6kg | 2020
Trinity College - Parson's Building | 018 Basement Bio Engineering | Co2 | 2kg | 2020
Trinity College - Parson's Building | 019 Basement Bio Engineering | Dry Powder | 6kg | 2015
Trinity College - Parson's Building | 020 Basement Bio Engineering | Fire Blanket | 1.2m x 1.2m | 2015
Trinity College - Parson's Building | 021 Basement Bio Engineering | Dry Powder | 6kg | 2020
Trinity College - Parson's Building | 022 outside Basement Switchroom | Dry Powder | 6kg | 2020
Trinity College - Parson's Building | 023 outside Basement Switchroom | Co2 | 2kg | 2020
Trinity College - Parson's Building | 024 outside Basement Boiler Room | Dry Powder | 6kg | 2020
Trinity College - Parson's Building | 025 outside Basement Boiler Room | Co2 | 2kg | 2021
Trinity College - Parson's Building | 026 outside oil store | Dry Powder | 6kg | 2021
Trinity College - Parson's Building | 027 outside oil store | Co2 | 2kg | 2021
Trinity College - Parson's Building | 028 Basement Exit | Dry Powder | 6kg | 2022
Trinity College - Parson's Building | 029 Basement Exit | Co2 | 2kg | 2015
Trinity College - Parson's Building | 029A Manufacturing Research Lab (36xy) | Foam | 6ltr | 2017
Trinity College - Parson's Building | 029B Manufacturing Research Lab | Co2 | 5kg | 2017
Trinity College - Parson's Building | 030 Basement Lift Lobby | Dry Powder | 6kg | 2022
Trinity College - Parson's Building | 031 Basement Lift Lobby | Co2 | 2kg | 2015
Trinity College - Parson's Building | 032 1st Floor Lift Lobby | Water | 6ltr | 2021
Trinity College - Parson's Building | 033 1st Floor Lift Lobby | Co2 | 2kg | 2015
Trinity College - Parson's Building | 034 1st Floor Secretary Office | Water | 6ltr | 2020
Trinity College - Parson's Building | 035 1st Floor Secretarys Office | Co2 | 2kg | 2023
Trinity College - Parson's Building | 035A 1st floor stairwell | Dry Powder | 2kg | 2023
Trinity College - Parson's Building | 036 Ground Floor Entrance | Dry Powder | 6kg | 2021
Trinity College - Parson's Building | 037 Ground Floor Corridor | Dry Powder | 6kg | 2021
Trinity College - Parson's Building | 038 Ground Floor Corridor | Hose Reel | 19mm Fixed Manual Hose Reel
Trinity College - Parson's Building | 039 Ground Floor Thermodynamics | Dry Powder | 6kg | 2020
Trinity College - Parson's Building | 040 Ground Floor Thermodynamics | Co2 | 2kg | 2021
Trinity College - Parson's Building | 041 Ground Floor Thermodynamics | Fire Blanket | 1.2m x 1.2m | 2018
Trinity College - Parson's Building | 041A outside room 1.08 | Foam | 6ltr | 2021
Trinity College - Parson's Building | 041B outside 1.08 | Co2 | 2kg | 2021
Trinity College - Parson's Building | 042 Ground Floor Engine Test Cell | Dry Powder | 6kg | 2015
Trinity College - Parson's Building | 043 Ground Floor Engine Test Cell | Co2 | 2kg | 2021
Trinity College - Parson's Building | 044 Ground Floor Engine Test Cell | Fire Blanket | 1.2m x 1.2m | 2018
Trinity College - Parson's Building | 045 Ground Floor test cell rear | Co2 | 2kg | 2015
Trinity College - Parson's Building | 046 2nd floor cross land theatre | Dry Powder | 6kg | 2021
Trinity College - Parson's Building | 047 2nd floor lift lobby | Co2 | 2kg | 2020
Trinity College - Parson's Building | 048 2nd Floor lift lobby | Water | 6ltr | 2021
Trinity College - Parson's Building | 049 room opposite 3rd floor lift | Co2 | 2kg | 2015
Trinity College - Parson's Building | 050 3rd Floor Lift Lobby | Co2 | 2kg | 2020
Trinity College - Parson's Building | 051 3rd Floor Lift Lobby | Foam | 6ltr | 2017
Trinity College - Parson's Building | 052 3rd floor outside computer lab | Dry Powder | 6kg | 2023
Trinity College - Parson's Building | 053 3rd Floor outside computer lab | Co2 | 2kg | 2021
Trinity College - Parson's Building | 053A tops of stairs outside computer lab | Dry Powder | 6kg | 2021
Trinity College - Parson's Building | 054 3rd Floor Computer Application Laboratory | Co2 | 2kg | 2021
Trinity College - Parson's Building | 055 3rd Floor Computer Application Laboratory | Co2 | 2kg | 2015
Trinity College - Parson's Building | 056 3rd Floor Computer Application Level 2 | Co2 | 2kg | 2015
Trinity College - Parson's Building | 057 3rd Floor Amenity Corridor | Water | 6ltr | 2020
Trinity College - Parson's Building | 058 3rd floor lift lobby at Amenity area | Water | 6ltr | 2021
Trinity College - Parson's Building | 059 3rd floor lift area at Amenity area | Co2 | 2kg | 2020
Trinity College - Parson's Building | 060 3rd floor lift lobby at Amenity area | Hose Reel | 19mm Swinging Manual Hose Reel
Trinity College - Parson's Building | 061 3rd Floor lift lobby fluids lab | Dry Powder | 2kg | 2020
Trinity College - Parson's Building | 062 3rd floor lift lobby fluids lab | Co2 | 2kg | 2023
Trinity College - Parson's Building | 063 3rd floor lift lobby fluids lab | Fire Blanket | 1.2m x 1.2m | 2018
Trinity College - Parson's Building | 064 4th floor design loft | Foam | 6ltr | 2022
Trinity College - Parson's Building | 065 4th floor design loft | Co2 | 2kg | 2023
Trinity College - Parson's Building | 066 Roof Top Lift Motor room (AUTO) | Dry Powder | 6kg (Automatic) | 2015
Trinity College - Parson's Building | 067 4th Floor mechantronics teaching lab | Dry Powder | 2kg | 2020
Trinity College - Parson's Building | 068 4th Floor mechantronics teaching lab (cx1978) | Co2 | 2kg | 2015
Trinity College - Parson's Building | 069 4th Floor Stairwell | Foam | 6ltr | 2022
Trinity College - Parson's Building | 070 4th Floor Landing | Co2 | 2kg | 2021
Trinity College - Parson's Building | 071 5th Floor Landing | Water | 6ltr | 2020
Trinity College - Parson's Building | 072 5th floor | Co2 | 2kg | 2023
Trinity College - Parson's Building | 073 academic staff (2.06) | Foam | 6ltr | 2022
Trinity College - Parson's Building | 074 Academic staff | Co2 | 2kg | 2023
Trinity College - Parson's Building | 075 at Acedimic staff | Hose Reel | 19mm Swinging Auto Hose Reel | 2000
Trinity College - Pavilion | 001 outside toilets 1st floor | Foam | 6ltr | 2020
Trinity College - Pavilion | 002 eating seating area | Co2 | 2kg | 2021
Trinity College - Pavilion | 003 eating seating area | Foam | 6ltr | 2020
Trinity College - Pavilion | 003A at kitchen entrance | Co2 | 5kg | 2021
Trinity College - Pavilion | 003B at kitchen entrance | Wet Chemical | 6ltr | 2015
Trinity College - Pavilion | 004 kitchen | Dry Powder | 6kg | 2023
Trinity College - Pavilion | 005 Kitchen | Fire Blanket | 1.2m x 1.2m | 2017
Trinity College - Pavilion | 006 beer store BASEMENT | Water | 6ltr | 2023
Trinity College - Pavilion | 007 Basement Kitchen | Foam | 6ltr | 2021
Trinity College - Pavilion | 008 Basement Kitchen | Fire Blanket | 1.2m x 1.2m | 2018
Trinity College - Pavilion | 009 Basement Corridor bottom of stairs | Water | 6ltr | 2023
Trinity College - Pavilion | 010 Boiler Room (Automatic) | Dry Powder | 6kg (Automatic) | 2021
Trinity College - Pavilion | 011 Boiler Room (Automatic) | Dry Powder | 6kg (Automatic) | 2021
Trinity College - Pavilion | 012 Basement Corridor fire exit | Water | 6ltr | 2020
Trinity College - Physics | 001 lab RHS at top of 2nd floor stairs | Foam | 6ltr | 2016
Trinity College - Physics | 002 Lab RHS of top of 2nd floor stairs | Co2 | 2kg | 2015
Trinity College - Physics | 003 Office 2nd Floor Office Room 2.6 | Co2 | 2kg | 2021
Trinity College - Physics | 004 2nd Floor Landing | Dry Powder | 6kg | 2020
Trinity College - Physics | 005 2nd Floor Landing | Dry Powder | 6kg | 2020
Trinity College - Physics | 006 2nd Floor Lecture Theatre | Co2 | 2kg | 2018
Trinity College - Physics | 007 Lecture theatre store | Co2 | 2kg | 2018
Trinity College - Physics | 008 Outside lift | Dry Powder | 6kg | 2020
Trinity College - Physics | 009 Outside lift | Co2 | 2kg | 2020
Trinity College - Physics | 009A 2nd Floor room opposite 2.4 | Co2 | 2kg | 2015
Trinity College - Physics | 010 First floor office RHS | Co2 | 2kg | 2021
Trinity College - Physics | 011 First Floor outside Laser | Co2 | 2kg | 2021
Trinity College - Physics | 012 First Floor outside goods lift at stairs | Dry Powder | 6kg | 2015
Trinity College - Physics | 013 Library 1st Floor Library | Dry Powder | 6kg | 2015
Trinity College - Physics | 014 First Floor outside lift | Dry Powder | 6kg | 2021
Trinity College - Physics | 015 First Floor Electronic Lab | Co2 | 2kg | 2016
Trinity College - Physics | 016 Ground Floor Room LHS | Co2 | 2kg | 2021
Trinity College - Physics | 017 Ground Floor outside lift | Co2 | 2kg | 2018
Trinity College - Physics | 018 Office high voltage facing entrance | Co2 | 2kg | 2016
Trinity College - Physics | 019 Ground Floor Oppostie entrance | Dry Powder | 6kg | 2020
Trinity College - Physics | 020 Ground floor opposite entrance | Co2 | 2kg | 2021
Trinity College - Physics | 020A Door beside unit 19 | Co2 | 2kg | 2021
Trinity College - Physics | 021 Ground Floor Entrance | Dry Powder | 6kg | 2020
Trinity College - Physics | 022 Ground Floor Room 13 | Co2 | 2kg | 2021
Trinity College - Physics | 023 Ground Floor Room 12 | Co2 | 2kg | 2021
Trinity College - Physics | 024 Ground Floor Room 12 | Co2 | 2kg | 2021
Trinity College - Physics | 025 Basement PCB Lab | Dry Powder | 6kg | 2015
Trinity College - Physics | 026 Basement PCB Lab | Co2 | 2kg | 2018
Trinity College - Physics | 027- boilerhouse across from radiation room Auto | Co2 | 5kg | 2022
Trinity College - Physiology | 001 3rd Floor lobby | Water | 6ltr | 2023
Trinity College - Physiology | 002 3nd Floor lobby | Co2 | 2kg | 2023
Trinity College - Physiology | 003 3rd Floor end of corridor | Water | 6ltr | 2023
Trinity College - Physiology | 004 3rd floor end of corridor | Co2 | 2kg | 2023
Trinity College - Physiology | 005 down stairs to 2nd floor | Water | 6ltr | 2023
Trinity College - Physiology | 006 down stairs to 2nd floor | Co2 | 2kg | 2023
Trinity College - Physiology | 007 2nd Floor lobby | Water | 6ltr | 2023
Trinity College - Physiology | 008 2nd floor lobby | Co2 | 2kg | 2023
Trinity College - Physiology | 009 2nd floor door to loyala outside 1.18 | Water | 6ltr | 2023
Trinity College - Physiology | 010 2nd floor door to loyala at door 1.18 | Co2 | 2kg | 2023
Trinity College - Physiology | 011 loyola 3rd floor top of stairs | Water | 6ltr | 2023
Trinity College - Physiology | 012 loyala 3rd floor top of stairs | Co2 | 2kg | 2023
Trinity College - Physiology | 013 1st Floor Back stairwell | Water | 6ltr | 2023
Trinity College - Physiology | 014 1st Floor back stairwell | Co2 | 2kg | 2023
Trinity College - Physiology | 015 1st floor kitchen | Dry Powder | 1kg | 2023
Trinity College - Physiology | 016 1st floor kitchen | Fire Blanket | 1.8m x 1.2m | 2024
Trinity College - Physiology | 017 1st floor outside kitchen | Water | 6ltr | 2023
Trinity College - Physiology | 018 1st floor outside kitchen | Co2 | 2kg | 2023
Trinity College - Physiology | 019 outside toilets on 1st floor beside kitchen | Water | 6ltr | 2023
Trinity College - Physiology | 020 1st floor outside toilets at kitchen | Co2 | 2kg | 2023
Trinity College - Physiology | 021 lower floor outside Basement entrance | Water | 6ltr | 2024
Trinity College - Physiology | 022 lower ground outside Basement entrance | Co2 | 2kg | 2024
Trinity College - Physiology | 023 Basement, at fire exit | Water | 6ltr | 2024
Trinity College - Physiology | 024 basement, at fire exit | Co2 | 2kg | 2024
Trinity College - Physiology | 025 Basement bottom end | Water | 6ltr | 2024
Trinity College - Physiology | 026 Basement bottom end | Co2 | 2kg | 2024
Trinity College - Provost's House | 002 Office Provost | Co2 | 2kg | 2019
Trinity College - Provost's House | 003 Entrance | Water | 6ltr | 2022
Trinity College - Provost's House | 004 Entrance | Co2 | 2kg | 2020
Trinity College - Provost's House | 005 Ground Floor in house | Water | 6ltr | 2022
Trinity College - Provost's House | 006 Ground Floor side Exit up corridor | Water | 6ltr | 2022
Trinity College - Provost's House | 007 Ground Floor Small Kitchen | Dry Powder | 2kg | 2022
Trinity College - Provost's House | 008 Ground Floor Small Kitchen | Fire Blanket | 1.2m x 1.2m | 2020
Trinity College - Provost's House | 009 Ground Floor Big Kitchen | Dry Powder | 2kg | 2022
Trinity College - Provost's House | 010 Ground Floor Big Kitchen | Fire Blanket | 1.2m x 1.2m | 2020
Trinity College - Provost's House | 011 Back Exit Behind Kitchen (mid door) | Foam | 6ltr | 2020
Trinity College - Provost's House | 012 Basement Entrance | Water | 6ltr | 2022
Trinity College - Provost's House | 013 Basement Entrance | Co2 | 2kg | 2021
Trinity College - Provost's House | 014 Basement Laundry | Co2 | 2kg | 2021
Trinity College - Provost's House | 015 Basement Rear | Foam | 6ltr | 2022
Trinity College - Provost's House | 016 Basement Rear | Co2 | 2kg | 2015
Trinity College - Provost's House | 017 1st Floor | Foam | 6ltr | 2022
Trinity College - Provost's House | 018 1st Floor | Co2 | 2kg | 2022
Trinity College - Provost's House | 019 2nd Floor | Foam | 6ltr | 2022
Trinity College - Provost's House | 020 Attic/plant room | Foam | 6ltr | 2022
Trinity College - Provost's House | 021 Attic/plant room | Co2 | 2kg | 2020
Trinity College - Purser House | 001 Entrance | Water | 6ltr | 2022
Trinity College - Purser House | 002 Kitchenette | Dry Powder | 1kg | 2022
Trinity College - Purser House | 003 Kitchenette | Fire Blanket | 1.2m x 1.2m | 2022
Trinity College - Purser House | 004 Basement | Water | 6ltr | 2020
Trinity College - Purser House | 005 Basement | Co2 | 2kg | 2020
Trinity College - Purser House | 006 1st Floor Landing | Water | 6ltr | 2022
Trinity College - Regent House | 001 Ground Floor | Water | 6ltr | 2015
Trinity College - Regent House | 002 Ground Floor | Co2 | 2kg | 2017
Trinity College - Regent House | 003 half way up stairs | Water | 6ltr | 2022
Trinity College - Regent House | 004 1st Floor big hall | Water | 6ltr | 2022
Trinity College - Regent House | 005 1st floor big hall | Co2 | 2kg | 2022
Trinity College - S.N.I.A.M.S | 001 Roof top no acess assa key | Dry Powder | 6kg | 2021
Trinity College - S.N.I.A.M.S | 002 Roof top | Co2 | 5kg | 2021
Trinity College - S.N.I.A.M.S | 003 Roof Plant Room | Co2 | 2kg | 2024
Trinity College - S.N.I.A.M.S | 004 Roof top far side | Dry Powder | 6kg | 2016
Trinity College - S.N.I.A.M.S | 005 4th Floor Corridor | Water | 6ltr | 2024
Trinity College - S.N.I.A.M.S | 006 4th Floor Corridor | Co2 | 2kg | 2024
Trinity College - S.N.I.A.M.S | 007 4th Floor Empty Lab | Dry Powder | 2kg | 2020
Trinity College - S.N.I.A.M.S | 008 4th Floor Empty Lab | Fire Blanket | 1.2m x 1.2m | 2020
Trinity College - S.N.I.A.M.S | 009 4th Floor Empty Lab | Co2 | 2kg | 2024
Trinity College - S.N.I.A.M.S | 010 3rd Floor Corridor | Dry Powder | 4kg | 2020
Trinity College - S.N.I.A.M.S | 011 3rd Floor Corridor | Co2 | 2kg | 2024
Trinity College - S.N.I.A.M.S | 012 Advanced Electrical Material Room 3.08 | Dry Powder | 2kg | 2020
Trinity College - S.N.I.A.M.S | 013 Advanced Electrical Materials Room 3.08 | Co2 | 2kg | 2021
Trinity College - S.N.I.A.M.S | 014 Advanced Electrical Materials Room 3.08 | Fire Blanket | 1.2m x 1.2m | 2018
Trinity College - S.N.I.A.M.S | 015 Research Lab 3.32 | Dry Powder | 2kg | 2020
Trinity College - S.N.I.A.M.S | 016 Research Lab 3.32 | Co2 | 2kg | 2024
Trinity College - S.N.I.A.M.S | 017 Research Lab 3.32 | Fire Blanket | 1.2m x 1.2m | 2018
Trinity College - S.N.I.A.M.S | 018 Research Lab 3.32 (CLASS D) NEW | Dry Powder | 9kg | 2020
Trinity College - S.N.I.A.M.S | 019 3rd Floor at Stairs | Dry Powder | 4kg | 2020
Trinity College - S.N.I.A.M.S | 020 3rd Floor at Stairs | Co2 | 2kg | 2020
Trinity College - S.N.I.A.M.S | 021 3rd Floor Clean Room Area NO ACCESS | Dry Powder | 2kg | 2020
Trinity College - S.N.I.A.M.S | 022 3rd Floor Clean Room Area | Co2 | 2kg | 2024
Trinity College - S.N.I.A.M.S | 023 3rd Floor Clean Room Area | Fire Blanket | 1.2m x 1.2m | 2020
Trinity College - S.N.I.A.M.S | 024 3rd Floor Clean Room | Dry Powder | 2kg | 2022
Trinity College - S.N.I.A.M.S | 025 3rd Floor Clean Room | Co2 | 2kg | 2024
Trinity College - S.N.I.A.M.S | 026 3rd Floor Clean Room | Fire Blanket | 1.2m x 1.2m | 2018
Trinity College - S.N.I.A.M.S | 027 3rd Floor Clean Room | Co2 | 2kg | 2024
Trinity College - S.N.I.A.M.S | 028 3rd Floor Yellow Room | Co2 | 2kg | 2020
Trinity College - S.N.I.A.M.S | 029 3rd Floor Yellow Room | Fire Blanket | 1.2m x 1.2m | 2018
Trinity College - S.N.I.A.M.S | 030 3rd Floor Maintenance Room | Dry Powder | 6kg | 2021
Trinity College - S.N.I.A.M.S | 031 3rd Floor Maintenance Room | Co2 | 2kg | 2024
Trinity College - S.N.I.A.M.S | 032 3rd Floor Maintenance Room | Fire Blanket | 1.2m x 1.2m | 2018
Trinity College - S.N.I.A.M.S | 033 3rd Floor Clean Room 3.08 | Co2 | 2kg | 2024
Trinity College - S.N.I.A.M.S | 034 3rd Floor Outside 3.08 | Dry Powder | 4kg | 2020
Trinity College - S.N.I.A.M.S | 035 3rd Floor Outside 3.08 | Co2 | 2kg | 2024
Trinity College - S.N.I.A.M.S | 036 3rd Floor Chemical Lab 3.20 | Co2 | 2kg | 2024
Trinity College - S.N.I.A.M.S | 037 3rd Floor Chemical Lab 3.20 | Dry Powder | 4kg | 2021
Trinity College - S.N.I.A.M.S | 038 3rd Floor Chemical Lab 3.20 | Fire Blanket | 1.8m x 1.2m | 2024
Trinity College - S.N.I.A.M.S | 039 3rd Floor Chemical Lab 3.20 | Fire Blanket | 1.2m x 1.2m | 2018
Trinity College - S.N.I.A.M.S | 040 3rd Floor Chemical Lab 3.20 (CLASS D) | Dry Powder | 9kg | 2018
Trinity College - S.N.I.A.M.S | 041 3rd Floor Chemical Lab 3.20 | Co2 | 2kg | 2023
Trinity College - S.N.I.A.M.S | 042 3rd Floor Chemical Lab 3.20 | Fire Blanket | 1.2m x 1.2m | 2018
Trinity College - S.N.I.A.M.S | 043 Instrument Room 3.22 | Dry Powder | 6kg | 2020
Trinity College - S.N.I.A.M.S | 044 Instrument Room 3.22 | Fire Blanket | 1.2m x 1.2m | 2020
Trinity College - S.N.I.A.M.S | 045 3rd Floor Outside Common Room | Dry Powder | 6kg | 2015
Trinity College - S.N.I.A.M.S | 046 3rd Floor Outside Common Room | Co2 | 2kg | 2024
Trinity College - S.N.I.A.M.S | 047 3rd Floor Common Room 3.24 NO ACCESS | Co2 | 2kg | 2024
Trinity College - S.N.I.A.M.S | 048 3rd Floor Common Room 3.24 | Co2 | 2kg | 2024
Trinity College - S.N.I.A.M.S | 049 2nd Floor Outside Room 2.27 | Dry Powder | 6kg | 2020
Trinity College - S.N.I.A.M.S | 050 2nd Floor Outside Room 2.27 | Co2 | 2kg | 2020
Trinity College - S.N.I.A.M.S | 051 2nd Floor Lazer Lab Room 2.17 | Co2 | 2kg | 2024
Trinity College - S.N.I.A.M.S | 052 2nd Floor Lab Room 2.16 | Co2 | 2kg | 2024
Trinity College - S.N.I.A.M.S | 053 Lab 2.15 | Dry Powder | 2kg | 2020
Trinity College - S.N.I.A.M.S | 054 2nd Floor Lab Room 2.15 | Co2 | 2kg | 2024
Trinity College - S.N.I.A.M.S | 055 2nd Floor Lab 2.15 | Fire Blanket | 1.2m x 1.2m | 2018
Trinity College - S.N.I.A.M.S | 056 2nd Floor Lab 2.15 Radiation room | Co2 | 2kg | 2024
Trinity College - S.N.I.A.M.S | 057 Glassblowing Workshop 2.10 | Water | 6ltr | 2024
Trinity College - S.N.I.A.M.S | 058 Glassblowing Workshop 2.10 | Co2 | 2kg | 2024
Trinity College - S.N.I.A.M.S | 059 Outside Lab 2.07 | Dry Powder | 6kg | 2017
Trinity College - S.N.I.A.M.S | 060 Outisde Lab 2.07 | Co2 | 2kg | 2024
Trinity College - S.N.I.A.M.S | 061 Lab 2.07 | Dry Powder | 2kg | 2020
Trinity College - S.N.I.A.M.S | 062 Lab 2.07 | Water | 6ltr | 2024
Trinity College - S.N.I.A.M.S | 063 Lab 2.07 | Co2 | 2kg | 2024
Trinity College - S.N.I.A.M.S | 064 Lab 2.07 | Fire Blanket | 1.2m x 1.2m | 2020
Trinity College - S.N.I.A.M.S | 066 Lab 2.07 | Dry Powder | 2kg | 2022
Trinity College - S.N.I.A.M.S | 067 Lab 2.07 | Fire Blanket | 1.2m x 1.2m | 2020
Trinity College - S.N.I.A.M.S | 068 Lab 2.07 | Co2 | 2kg | 2023
Trinity College - S.N.I.A.M.S | 069 Lab 2.07 New | Dry Powder | 2kg | 2020
Trinity College - S.N.I.A.M.S | 070 Lab 2.07 | Dry Powder | 2kg | 2016
Trinity College - S.N.I.A.M.S | 071 Lab 2.07 | Foam | 6ltr | 2020
Trinity College - S.N.I.A.M.S | 072 Lab 2.07 | Co2 | 2kg | 2024
Trinity College - S.N.I.A.M.S | 073 Lab 2.07 BACK AT 2 | Fire Blanket | 1.2m x 1.2m | 2018
Trinity College - S.N.I.A.M.S | 074 Outside Lab 2.27 | Dry Powder | 6kg | 2020
Trinity College - S.N.I.A.M.S | 075 Outside Lab 2.27 | Co2 | 2kg | 2024
Trinity College - S.N.I.A.M.S | 076 Lab Room 2.23 | Dry Powder | 2kg | 2022
Trinity College - S.N.I.A.M.S | 077 Lab Room 2.23 | Co2 | 2kg | 2024
Trinity College - S.N.I.A.M.S | 078 Lab Room 2.23 | Fire Blanket | 1.2m x 1.2m | 2018
Trinity College - S.N.I.A.M.S | 079 2nd Floor lab room 2.23 | Dry Powder | 4kg | 2016
Trinity College - S.N.I.A.M.S | 080 Lab Room 2.23 | Co2 | 2kg | 2018
Trinity College - S.N.I.A.M.S | 081 2nd Floor Lab Room | Fire Blanket | 1.2m x 1.2m | 2015
Trinity College - S.N.I.A.M.S | 082 End of Corridor at 2.27 | Dry Powder | 4kg | 2020
Trinity College - S.N.I.A.M.S | 083 End of Corridor at 2.27 | Co2 | 2kg | 2024
Trinity College - S.N.I.A.M.S | 084 1st Floor Outside 1.30 | Dry Powder | 6kg | 2020
Trinity College - S.N.I.A.M.S | 085 1st Floor Outside 1.30 | Co2 | 2kg | 2020
Trinity College - S.N.I.A.M.S | 086 1st Floor Lab 1.29 NO ACCESS | Dry Powder | 2kg | 2022
Trinity College - S.N.I.A.M.S | 087 1st Floor Lab 1.29 | Co2 | 2kg | 2020
Trinity College - S.N.I.A.M.S | 088 1st Floor Lab 1.29 | Fire Blanket | 1.2m x 1.2m | 2018
Trinity College - S.N.I.A.M.S | 089 1st Floor Lab 1.26 NO ACCESS | Dry Powder | 9kg | 2023
Trinity College - S.N.I.A.M.S | 091 1st FLoor Lab 1.26 | Co2 | 2kg | 2018
Trinity College - S.N.I.A.M.S | 092 1st Floor Lab 1.26 | Fire Blanket | 1.2m x 1.2m | 2020
Trinity College - S.N.I.A.M.S | 093 1st Floor Outside Physics Lab 1.30 NO ACCESS | Dry Powder | 9kg | 2023
Trinity College - S.N.I.A.M.S | 094 1sFloor Outside Physics Lab 1.30 | Co2 | 2kg | 2020
Trinity College - S.N.I.A.M.S | 095 1st Floor Physics Lab 1.30 | Dry Powder | 2kg | 2022
Trinity College - S.N.I.A.M.S | 096 1st Floor Physics Lab 1.30 | Co2 | 2kg | 2020
Trinity College - S.N.I.A.M.S | 097 1st Floor Physics Lab 1.30 | Fire Blanket | 1.2m x 1.2m | 2017
Trinity College - S.N.I.A.M.S | 098 1st Floor Physics Lab 1.07 | Dry Powder | 2kg | 2022
Trinity College - S.N.I.A.M.S | 099 1st Floor Physics Lab 1.07 | Co2 | 2kg | 2021
Trinity College - S.N.I.A.M.S | 100 1st Floor Physics Lab 1.07 | Fire Blanket | 1.2m x 1.2m | 2018
Trinity College - S.N.I.A.M.S | 101 1st Floor Physics Lab 1.30 | Foam | 6ltr | 2015
Trinity College - S.N.I.A.M.S | 102 1st Floor Physics Lab 1.30 | Co2 | 2kg | 2020
Trinity College - S.N.I.A.M.S | 103 1st Floor Lab 1.08 | Dry Powder | 2kg | 2022
Trinity College - S.N.I.A.M.S | 104 1st Floor Lab 1.08 | Co2 | 2kg | 2021
Trinity College - S.N.I.A.M.S | 105 1st Floor Lab 1.08 | Fire Blanket | 1.2m x 1.2m | 2018
Trinity College - S.N.I.A.M.S | 106 1st Floor Outside JF Lab | Dry Powder | 6kg | 2020
Trinity College - S.N.I.A.M.S | 107 1st Floor Outside JF Lab | Co2 | 2kg | 2020
Trinity College - S.N.I.A.M.S | 108 Lab 1.16 NO ACCESS | Dry Powder | 4kg | 2021
Trinity College - S.N.I.A.M.S | 109 4051 Lab 1.16 (CLASS D) CHANGE NEW | Dry Powder | 9kg (L2) | 2020
Trinity College - S.N.I.A.M.S | 110 1st Floor Lab 1.16 | Fire Blanket | 1.2m x 1.2m | 2022
Trinity College - S.N.I.A.M.S | 111 4054 Lab 1.16 (CLASS D) CHANGE NEW | Dry Powder | 9kg (L2) | 2020
Trinity College - S.N.I.A.M.S | 112 1st Floor Lab 1.16 | Co2 | 2kg | 2020
Trinity College - S.N.I.A.M.S | 113 1st Floor Lab 1.16 | Fire Blanket | 1.2m x 1.2m | 2022
Trinity College - S.N.I.A.M.S | 114 1st Floor 1.16 | Fire Blanket | 1.2m x 1.2m | 2018
Trinity College - S.N.I.A.M.S | 115 1st Floor Corridor Outside 1.18 | Dry Powder | 6kg | 2020
Trinity College - S.N.I.A.M.S | 116 1st Floor Corridor Outside 1.18 | Co2 | 2kg | 2020
Trinity College - S.N.I.A.M.S | 117 Ground Floor Outside 0.08 | Dry Powder | 6kg | 2021
Trinity College - S.N.I.A.M.S | 118 Ground Floor Outside 0.08 | Co2 | 2kg | 2024
Trinity College - S.N.I.A.M.S | 119 Workshop Ground Floor | Dry Powder | 6kg | 2016
Trinity College - S.N.I.A.M.S | 120 Workshop Ground Floor | Water | 6ltr | 2024
Trinity College - S.N.I.A.M.S | 121 Workshop Ground Floor | Co2 | 5kg | 2021
Trinity College - S.N.I.A.M.S | 122 Workshop Ground Floor | Fire Blanket | 1.2m x 1.2m | 2020
Trinity College - S.N.I.A.M.S | 123 Main Entrance | Dry Powder | 6kg | 2022
Trinity College - S.N.I.A.M.S | 124 Main Entrance | Co2 | 2kg | 2020
Trinity College - S.N.I.A.M.S | 126 Ground Floor Outside 0.08 | Dry Powder | 6kg | 2021
Trinity College - S.N.I.A.M.S | 127 Ground Floor Outside 0.08 | Co2 | 2kg | 2021
Trinity College - S.N.I.A.M.S | 128 Ground Floor Lab 0.08 | Dry Powder | 2kg | 2016
Trinity College - S.N.I.A.M.S | 129 Ground Floor Lab 0.08 | Fire Blanket | 1.2m x 1.2m | 2018
Trinity College - S.N.I.A.M.S | 130 Lab 0.06 | Dry Powder | 2kg | 2016
Trinity College - S.N.I.A.M.S | 131 Lab 0.06 | Co2 | 2kg | 2020
Trinity College - S.N.I.A.M.S | 132 Lab 0.06 | Fire Blanket | 1.2m x 1.2m | 2016
Trinity College - S.N.I.A.M.S | 133 G.F Outside 0.19 mid corridor facing entrance | Dry Powder | 6kg | 2021
Trinity College - S.N.I.A.M.S | 134 G.F Outside 0.19 mid corridor facing entrance | Co2 | 2kg | 2023
Trinity College - S.N.I.A.M.S | 135 Ground Floor Inside 0.19 | Co2 | 2kg | 2020
Trinity College - S.N.I.A.M.S | 136 X-Ray Lab Ground Floor | Co2 | 2kg | 2020
Trinity College - S.N.I.A.M.S | 137 X-Ray Lab Ground Floor | Dry Powder | 2kg | 2016
Trinity College - S.N.I.A.M.S | 138 X-Ray Lab Ground Floor | Co2 | 2kg | 2020
Trinity College - S.N.I.A.M.S | 139 X-ray Lab Ground Floor NO ACCESS | Fire Blanket | 1.2m x 1.2m | 2020
Trinity College - S.N.I.A.M.S | 140 Ground Floor Chemical Store | Dry Powder | 6kg | 2016
Trinity College - S.N.I.A.M.S | 141 Chemical Store | Fire Blanket | 1.2m x 1.2m | 2018
Trinity College - S.N.I.A.M.S | 142 Ground Floor Chemical Store | Foam | 6ltr | 2015
Trinity College - S.N.I.A.M.S | 143 Laboratory Chemical Store NO ACCESS | Co2 | 2kg | 2024
Trinity College - S.N.I.A.M.S | 144 Ground Floor Room 0.24 - 0.27 | Dry Powder | 2kg | 2016
Trinity College - S.N.I.A.M.S | 145 Ground Floor Room 0.24 - 0.27 | Co2 | 2kg | 2020
Trinity College - S.N.I.A.M.S | 146 Ground Floor Room 0.24-0.27 | Fire Blanket | 1.2m x 1.2m | 2020
Trinity College - S.N.I.A.M.S | 147 Chemistry Stores Office 0.28 NO ACCESS | Dry Powder | 2kg | 2022
Trinity College - S.N.I.A.M.S | 148 Chemistry Stores Office 0.28 | Co2 | 2kg | 2020
Trinity College - S.N.I.A.M.S | 149 Chemistry Stores Office 0.28 | Fire Blanket | 1.2m x 1.2m | 2018
Trinity College - S.N.I.A.M.S | 150 Ground Floor Corridor | Dry Powder | 6kg | 2021
Trinity College - S.N.I.A.M.S | 151 Ground Floor Corridor | Co2 | 2kg | 2020
Trinity College - S.N.I.A.M.S | 152 Corridor Basement | Dry Powder | 6kg | 2020
Trinity College - S.N.I.A.M.S | 153 Corridor Basement | Co2 | 2kg | 2016
Trinity College - S.N.I.A.M.S | 154 Lab laser Room -1.31 | Co2 | 2kg | 2020
Trinity College - S.N.I.A.M.S | 155 Lab -1.32 | Co2 | 2kg | 2020
Trinity College - S.N.I.A.M.S | 156 Laboratory Room -1.29 locks broke plus alarmed | Dry Powder | 2kg | 2016
Trinity College - S.N.I.A.M.S | 157 Lab -1.29 | Co2 | 2kg | 2020
Trinity College - S.N.I.A.M.S | 158 Lab -1.29 | Co2 | 5kg | 2021
Trinity College - S.N.I.A.M.S | 159 Lab -1.29 | Fire Blanket | 1.2m x 1.2m | 2018
Trinity College - S.N.I.A.M.S | 160 Lab -1.34 | Co2 | 2kg | 2020
Trinity College - S.N.I.A.M.S | 161 Laboratory Room -1.33 (cx3589) NO ACCESS | Co2 | 2kg | 2022
Trinity College - S.N.I.A.M.S | 162 Laboratory Room -1.33 | Fire Blanket | 1.2m x 1.2m | 2018
Trinity College - S.N.I.A.M.S | 163 Corridor at Laser Lab | Dry Powder | 6kg | 2021
Trinity College - S.N.I.A.M.S | 164 Corridor at Laser Lab | Co2 | 2kg | 2019
Trinity College - S.N.I.A.M.S | 165 Lab -1.42 NO ACCESS | Co2 | 2kg | 2020
Trinity College - S.N.I.A.M.S | 166 Lift Plant Room (Auto) | Dry Powder | 6kg | 2021
Trinity College - S.N.I.A.M.S | 167 Basement Lecture Theatre | Dry Powder | 2kg | 2016
Trinity College - S.N.I.A.M.S | 168 Basement Lecture Theatre | Co2 | 2kg | 2020
Trinity College - S.N.I.A.M.S | 169 Basement Foot of Stairs | Dry Powder | 6kg | 2020
Trinity College - S.N.I.A.M.S | 170 Basement Foot of Stairs | Co2 | 5kg | 2021
Trinity College - S.N.I.A.M.S | 171 Basement Switch Room | Co2 | 2kg | 2020
Trinity College - S.N.I.A.M.S | 172 Basement Switch Room | Co2 | 2kg | 2020
Trinity College - S.N.I.A.M.S | 173 ERP Lab -1.12 | Co2 | 2kg | 2017
Trinity College - S.N.I.A.M.S | 174 ERP Lab -1.12 | Fire Blanket | 1.2m x 1.2m | 2018
Trinity College - S.N.I.A.M.S | 175 Lab -1.13 | Co2 | 2kg | 2024
Trinity College - S.N.I.A.M.S | 176 Lab -1.13 | Fire Blanket | 1.2m x 1.2m | 2018
Trinity College - S.N.I.A.M.S | 177 Lab -1.16 NO ACCESS | Co2 | 2kg | 2017
Trinity College - S.N.I.A.M.S | 178 Lab -1.17 NO ACCESS | Co2 | 2kg | 2019
Trinity College - S.N.I.A.M.S | 179 Lab -1.19 NO ACCESS | Co2 | 2kg | 2023
Trinity College - S.N.I.A.M.S | 180 Laser Lab -1.18 NO ACCESS | Co2 | 2kg | 2023
Trinity College - S.N.I.A.M.S | 181 Outside Lab -1.18 | Dry Powder | 6kg | 2021
Trinity College - S.N.I.A.M.S | 182 Outside Lab -1.18 | Co2 | 2kg | 2019
Trinity College - S.N.I.A.M.S | 183 4107.3 Lab Workshop -1.20 NO ACCESS | Co2 | 2kg | 2020
Trinity College - S.N.I.A.M.S | 184 Lab Workshop -1.20 | Fire Blanket | 1.2m x 1.2m | 2020
Trinity College - S.N.I.A.M.S | 185 Laser Lab -1.23 NO ACCESS | Co2 | 2kg | 2020
Trinity College - S.N.I.A.M.S | 186 Lab Workshop -1.24 NO ACCESS | Co2 | 2kg | 2015
Trinity College - S.N.I.A.M.S | 187 Laser Lab -1.25 NO ACCESS | Co2 | 2kg | 2020
Trinity College - S.N.I.A.M.S | 188 Laser Lab -1.25 | Fire Blanket | 1.2m x 1.2m | 2020
Trinity College - S.N.I.A.M.S | 189 Lab Workshop -1.26 NO ACCESS | Co2 | 2kg | 2020
Trinity College - S.N.I.A.M.S | 190 Basement Plant Room 1.27 NO ACCESS | Co2 | 2kg | 2020
Trinity College - S.N.I.A.M.S | 191 Lab -1.30 | Dry Powder | 2kg | 2020
Trinity College - S.N.I.A.M.S | 192 Lab -1.30 | Fire Blanket | 1.2m x 1.2m | 2020
Trinity College - Santry Book Repository | 001 Lift plant room top floor (Auto) | Dry Powder | 6kg (Automatic) | 2021
Trinity College - Santry Book Repository | 002 Third floor Lift lobby | Hose Reel | 19mm Fixed Manual Hose Reel
Trinity College - Santry Book Repository | 003 3rd Floor | Dry Powder | 6kg | 2020
Trinity College - Santry Book Repository | 004 3rd Floor left side wall | Dry Powder | 6kg | 2020
Trinity College - Santry Book Repository | 005 3rd Floor | Dry Powder | 6kg | 2020
Trinity College - Santry Book Repository | 006 3rd Floor 3rd Phase through door to left | Dry Powder | 6kg | 2021
Trinity College - Santry Book Repository | 007 3rd Floor 3rd Phase | Dry Powder | 6kg | 2021
Trinity College - Santry Book Repository | 008 3rd Floor 3rd Phase spital staircase | Dry Powder | 6kg | 2020
Trinity College - Santry Book Repository | 008A Above Goods Lift (Auto) | Dry Powder | 6kg (Automatic) | 2021
Trinity College - Santry Book Repository | 009 Door beside spiral staircase row 58 | Water | 6ltr | 2021
Trinity College - Santry Book Repository | 010 Phase 3rd Floor Lhs | Water | 6ltr | 2016
Trinity College - Santry Book Repository | 011 Phase 3rd Floor | Water | 6ltr | 2016
Trinity College - Santry Book Repository | 012 Phase 3rd Floor | Dry Powder | 6kg | 2020
Trinity College - Santry Book Repository | 013 3rd Floor next phase | Water | 6ltr | 2022
Trinity College - Santry Book Repository | 014 83rd Floor 2005 Extension | Water | 6ltr | 2016
Trinity College - Santry Book Repository | 015 3rd Floor 2005 Extension | Water | 6ltr | 2021
Trinity College - Santry Book Repository | 016 2nd floor Lift Lobby | Hose Reel | 19mm Fixed Manual Hose Reel | 0000
Trinity College - Santry Book Repository | 017 2nd Floor | Dry Powder | 6kg | 2020
Trinity College - Santry Book Repository | 018 2nd Floor left wall | Water | 6ltr | 2023
Trinity College - Santry Book Repository | 020 2nd Floor | Water | 6ltr | 2023
Trinity College - Santry Book Repository | 021 2nd Floor 3rd Phase | Dry Powder | 6kg | 2021
Trinity College - Santry Book Repository | 022 2nd Floor 3rd Phase | Dry Powder | 6kg | 2021
Trinity College - Santry Book Repository | 023 2nd Floor 3rd Phase at steel steps | Dry Powder | 6kg | 2021
Trinity College - Santry Book Repository | 024 2nd Floor 3rd Phase | Water | 6ltr | 2016
Trinity College - Santry Book Repository | 025 2nd Floor 3rd Phase | Water | 6ltr | 2016
Trinity College - Santry Book Repository | 026 2nd Floor Phase 4 | Dry Powder | 6kg | 2020
Trinity College - Santry Book Repository | 027 2nd Floor 4th Phase | Foam | 6ltr | 2016
Trinity College - Santry Book Repository | 028 2nd Floor 4th Phase | Foam | 6ltr | 2016
Trinity College - Santry Book Repository | 029 2nd Floor 4th Phase | Foam | 6ltr | 2016
Trinity College - Santry Book Repository | 030 2nd Floor 2005 Extension | Foam | 6ltr | 2016
Trinity College - Santry Book Repository | 031 1st Floor Lift Lobby | Hose Reel | 19mm Fixed Manual Hose Reel | 0000
Trinity College - Santry Book Repository | 032 1st Floor | Water | 6ltr | 2023
Trinity College - Santry Book Repository | 033 1st Floor left wall | Dry Powder | 6kg | 2020
Trinity College - Santry Book Repository | 034 1st Floor | Dry Powder | 6kg | 2020
Trinity College - Santry Book Repository | 035 1st Floor 3rd Phase | Water | 6ltr | 2023
Trinity College - Santry Book Repository | 036 1st Floor 3rd Phase | Dry Powder | 6kg | 2021
Trinity College - Santry Book Repository | 037 1st Floor 3rd Phase at steel steps | Water | 6ltr | 2024
Trinity College - Santry Book Repository | 038 1st Floor Phase 4 | Dry Powder | 6kg | 2020
Trinity College - Santry Book Repository | 039 1st Floor | Dry Powder | 6kg | 2020
Trinity College - Santry Book Repository | 040 1st Floor | Dry Powder | 6kg | 2021
Trinity College - Santry Book Repository | 041 1st Floor 4th Phase | Dry Powder | 6kg | 2021
Trinity College - Santry Book Repository | 042 1st Floor | Foam | 6ltr | 2016
Trinity College - Santry Book Repository | 043 1st Floor | Dry Powder | 6kg | 2021
Trinity College - Santry Book Repository | 044 1st Floor | Water | 6ltr | 2016
Trinity College - Santry Book Repository | 045 Ground floor Lift Lobby | Hose Reel | 19mm Fixed Manual Hose Reel | 0000
Trinity College - Santry Book Repository | 046 Ground Floor Lift Lobby | Water | 6ltr | 2022
Trinity College - Santry Book Repository | 047 Ground Floor Lift Lobby | Co2 | 2kg | 2021
Trinity College - Santry Book Repository | 048 Ground Floor Room Left side | Water | 6ltr | 2022
Trinity College - Santry Book Repository | 049 Ground Floor | Dry Powder | 6kg | 2020
Trinity College - Santry Book Repository | 050 Ground Floor left wall | Dry Powder | 6kg | 2021
Trinity College - Santry Book Repository | 051 Ground Floor | Dry Powder | 6kg | 2021
Trinity College - Santry Book Repository | 052 Ground Floor 3rd Phase | Dry Powder | 6kg | 2020
Trinity College - Santry Book Repository | 054 Ground Floor 3rd Phase | Dry Powder | 6kg | 2021
Trinity College - Santry Book Repository | 055 Ground Floor 3rd Phase | Dry Powder | 6kg | 2020
Trinity College - Santry Book Repository | 056 Ground Floor | Dry Powder | 6kg | 2021
Trinity College - Santry Book Repository | 057 Ground Floor | Dry Powder | 6kg | 2021
Trinity College - Santry Book Repository | 058 Ground Floor | Dry Powder | 6kg | 2021
Trinity College - Santry Book Repository | 059 Ground Floor | Dry Powder | 6kg | 2021
Trinity College - Santry Book Repository | 060 Ground Floor | Dry Powder | 6kg | 2021
Trinity College - Santry Book Repository | 061 Ground Floor | Dry Powder | 6kg | 2021
Trinity College - Santry Book Repository | 063 Kitchen/Dining- Ground Floor Kitchen | Dry Powder | 1kg | 2020
Trinity College - Santry Book Repository | 064 Kitchen/Dining- Ground Floor Kitchen | Fire Blanket | 1.2m x 1.2m | 2020
Trinity College - Santry Book Repository | 065 Ground Floor Corridor | Water | 6ltr | 2022
Trinity College - Santry Book Repository | 066 Ground Floor Corridor | Co2 | 2kg | 2022
Trinity College - Santry Book Repository | 067 Sorting Room | Co2 | 2kg | 2023
Trinity College - Santry Book Repository | 067A plant room, side of building toward pavillion | Co2 | 2kg | 2021
Trinity College - Santry Book Repository | 068 Plantroom - Boilerhouse | Dry Powder | 6kg | 2021
Trinity College - Santry Book Repository | 071 switch room side of building beside front gate | Co2 | 2kg | 2015
Trinity College - Santry Book Repository | 072 switchroom, down stone lane side of building | Co2 | 5kg | 2023
Trinity College - Santry Book Repository | 073 swithroom (down lane also facing unit 072) | Co2 | 5kg | 2023
Trinity College - Santry Lodge | 001 caretaker cottage | Dry Powder | 1kg | 2016
Trinity College - Santry Lodge | 002 Caretakers Cottage | Fire Blanket | 1.2m x 1.2m | 2024
Trinity College - Santry Pavillion | 001 Ground Floor Entrance in cubby hole | Hose Reel | 19mm Fixed Auto Hose Reel
Trinity College - Santry Pavillion | 001A Ground Floor Corridor left outside room 9 | Water | 6ltr | 2022
Trinity College - Santry Pavillion | 002 Ground Floor Entrance | Water | 6ltr | 2021
Trinity College - Santry Pavillion | 003 Ground Floor Corridor Outside Room 1 | Dry Powder | 6kg | 2022
Trinity College - Santry Pavillion | 004 Ground Floor Corridor Outside Room 7 | Water | 6ltr | 2022
Trinity College - Santry Pavillion | 005 1st Floor gym area | Water | 6ltr | 2022
Trinity College - Santry Pavillion | 006 Kitchen/Dining 1st Floor Kitchen | Water | 6ltr | 2022
Trinity College - Santry Pavillion | 007 Kitchen/Dining 1st Floor Kitchen | Co2 | 2kg | 2022
Trinity College - Santry Pavillion | 008 Plantroom Boilerhouse | Dry Powder | 6kg | 2021
Trinity College - Santry Pavillion | 009 Caretaker Garage at the lodge house | Dry Powder | 4kg | 2021
Trinity College - School of Botany | 001 Plantroom R.H.S of entrance (outdoors) | Co2 | 5kg | 2020
Trinity College - School of Botany | 002 stairs right down small steps inside building | Co2 | 2kg | 2016
Trinity College - School of Botany | 003 Ground Floor Main Entrance | Foam | 6ltr | 2024
Trinity College - School of Botany | 004 Ground Floor Main Entrance | Water | 6ltr | 2024
Trinity College - School of Botany | 005 Ground Floor Corridor | Water | 6ltr | 2020
Trinity College - School of Botany | 006 Ground Floor Corridor | Co2 | 2kg | 2020
Trinity College - School of Botany | 007 Ground Floor Heribarium | Co2 | 2kg | 2021
Trinity College - School of Botany | 008 Ground Floor Herbarium inside library | Dry Powder | 6kg | 2020
Trinity College - School of Botany | 009 Ground Floor Herbarium inside library | Dry Powder | 6kg | 2020
Trinity College - School of Botany | 010 Ground Floor Herbarium inside library | Co2 | 2kg | 2020
Trinity College - School of Botany | 011 Half Landing at entrance | Co2 | 2kg | 2020
Trinity College - School of Botany | 012 kitchen at half landing entrance | Dry Powder | 1kg | 2020
Trinity College - School of Botany | 013 kitchen at half landing entrance | Fire Blanket | 1.2m x 1.2m | 2016
Trinity College - School of Botany | 014 Theatre 1st Floor Lecture and Theatre | Water | 6ltr | 2023
Trinity College - School of Botany | 015 1st Floor Corridor | Co2 | 2kg | 2022
Trinity College - School of Botany | 016 1st Floor Corridor | Foam | 6ltr | 2024
Trinity College - School of Botany | 017 1st Floor Landing | Water | 6ltr | 2020
Trinity College - School of Botany | 018 1st Floor Landing | Co2 | 2kg | 2020
Trinity College - School of Botany | 019 1st Floor Laboratory | Co2 | 2kg | 2022
Trinity College - School of Botany | 020 1st Flor Laboratory | Fire Blanket | 1.2m x 1.2m | 2022
Trinity College - School of Botany | 021 1st Floor Laboratory middle wall at window | Fire Blanket | 1.2m x 1.2m | 2023
Trinity College - School of Botany | 022 1st Floor Laboratory | Dry Powder | 6kg | 2021
Trinity College - School of Botany | 023 1st Floor Laboratory | Fire Blanket | 1.2m x 1.2m | 2022
Trinity College - School of Nursing D'Olier Street | 001 Basement Corridor outside room 0.21 | Foam | 6ltr | 2021
Trinity College - School of Nursing D'Olier Street | 002 Basement Corridor outside room 0.21 | Co2 | 2kg | 2021
Trinity College - School of Nursing D'Olier Street | 003 Basement Corridor Outside Tea Station | Foam | 6ltr | 2021
Trinity College - School of Nursing D'Olier Street | 004 Basement Corridor outside tea station | Co2 | 2kg | 2021
Trinity College - School of Nursing D'Olier Street | 005 Basement Corridor outside office 0.03 | Foam | 6ltr | 2021
Trinity College - School of Nursing D'Olier Street | 006 Basement Corridor outside office 0.03 | Co2 | 2kg | 2021
Trinity College - School of Nursing D'Olier Street | 007 Ground Floor outside room 1.44 | Foam | 6ltr | 2021
Trinity College - School of Nursing D'Olier Street | 008 Ground Floor outside room 1.44 | Co2 | 2kg | 2021
Trinity College - School of Nursing D'Olier Street | 009 Ground Floor Outside gents Toilet | Foam | 6ltr | 2021
Trinity College - School of Nursing D'Olier Street | 010 Ground Floor Outside gents Toilet | Co2 | 2kg | 2021
Trinity College - School of Nursing D'Olier Street | 011 Ground Floor Outside female Toilets | Foam | 6ltr | 2021
Trinity College - School of Nursing D'Olier Street | 012 Ground Floor Outside female Toilets | Co2 | 2kg | 2024
Trinity College - School of Nursing D'Olier Street | 013 outside seminar room 1.10 | Foam | 6ltr | 2021
Trinity College - School of Nursing D'Olier Street | 014 outside seminar room 1.10 | Co2 | 2kg | 2021
Trinity College - School of Nursing D'Olier Street | 015 Ground Floor outside elevator | Foam | 6ltr | 2021
Trinity College - School of Nursing D'Olier Street | 016 Ground Floor outside elevator | Co2 | 2kg | 2024
Trinity College - School of Nursing D'Olier Street | 017 Ground Floor outside seminar room 1.24 | Foam | 6ltr | 2021
Trinity College - School of Nursing D'Olier Street | 018 Ground Floor outside seminar room 1.24 | Co2 | 2kg | 2021
Trinity College - School of Nursing D'Olier Street | 019 Ground Floor outside seminar room 1.29 | Foam | 6ltr | 2021
Trinity College - School of Nursing D'Olier Street | 020 Ground Floor outside headmaster office | Co2 | 2kg | 2021
Trinity College - School of Nursing D'Olier Street | 021 Circulation Ground Floor Entrance at Lift | Foam | 6ltr | 2021
Trinity College - School of Nursing D'Olier Street | 022 Ground Floor Main Entrance at Lift | Co2 | 5kg | 2021
Trinity College - School of Nursing D'Olier Street | 023 facing security office | Foam | 6ltr | 2021
Trinity College - School of Nursing D'Olier Street | 024 facing security office | Co2 | 2kg | 2021
Trinity College - School of Nursing D'Olier Street | 027 1st Floor outside elevator | Foam | 6ltr | 2021
Trinity College - School of Nursing D'Olier Street | 028 1st Floor outside elevator | Co2 | 2kg | 2021
Trinity College - School of Nursing D'Olier Street | 029 1st floor top of stairs 2 | Foam | 6ltr | 2021
Trinity College - School of Nursing D'Olier Street | 030 1st Floor top of stairs 2 | Co2 | 2kg | 2021
Trinity College - School of Nursing D'Olier Street | 031 1st Floor outside room 2.20 | Foam | 6ltr | 2021
Trinity College - School of Nursing D'Olier Street | 032 1st Floor outside room 2.20 | Co2 | 2kg | 2021
Trinity College - School of Nursing D'Olier Street | 033 1st Floor outside room 02.35 | Water | 6ltr | 2022
Trinity College - School of Nursing D'Olier Street | 034 1st Floor outside room 02.35 | Co2 | 2kg | 2021
Trinity College - School of Nursing D'Olier Street | 035 1st Floor outside room 2.44 | Water | 6ltr | 2022
Trinity College - School of Nursing D'Olier Street | 036 1st Floor outside room 2.44 | Co2 | 2kg | 2022
Trinity College - School of Nursing D'Olier Street | 037 1st Floor Lift Lobby | Water | 6ltr | 2022
Trinity College - School of Nursing D'Olier Street | 038 1st Floor Lift Lobby | Co2 | 2kg | 2022
Trinity College - School of Nursing D'Olier Street | 039 1st Floor theatre room | Water | 6ltr | 2022
Trinity College - School of Nursing D'Olier Street | 040 1st Floor theatre room | Co2 | 2kg | 2022
Trinity College - School of Nursing D'Olier Street | 041 1st Floor bottom of stairs 8 | Water | 6ltr | 2022
Trinity College - School of Nursing D'Olier Street | 042 1st Floor bottom of stairs 8 | Co2 | 2kg | 2022
Trinity College - School of Nursing D'Olier Street | 043 2nd Floor Staff Common Room | Fire Blanket | 1.8m x 1.2m | 2022
Trinity College - School of Nursing D'Olier Street | 044 2nd Floor Staff Common Room (CX269) | Dry Powder | 1kg | 2016
Trinity College - School of Nursing D'Olier Street | 045 3rd Floor outside Office | Water | 6ltr | 2022
Trinity College - School of Nursing D'Olier Street | 046 3rd Floor Outside Office | Co2 | 2kg | 2022
Trinity College - School of Nursing D'Olier Street | 047 3rd Floor office | Water | 6ltr | 2022
Trinity College - School of Nursing D'Olier Street | 048 3rd Floor Office (cx269) | Co2 | 2kg | 2022
Trinity College - School of Nursing D'Olier Street | 049 Basement toilet stairs | Water | 6ltr | 2022
Trinity College - School of Nursing D'Olier Street | 050 Basement Toilet Stairs | Co2 | 2kg | 2022
Trinity College - School of Nursing D'Olier Street | 051 Basement Outside seminar room 0.54 | Water | 6ltr | 2022
Trinity College - School of Nursing D'Olier Street | 052 Basement Outside seminar room 0.54 | Co2 | 2kg | 2022
Trinity College - School of Nursing D'Olier Street | 053 Basement outside Lecture Thetare | Foam | 6ltr | 2021
Trinity College - School of Nursing D'Olier Street | 054 Basement outside Lecture Theatre | Co2 | 2kg | 2024
Trinity College - School of Nursing D'Olier Street | 055 Delivery Area | Foam | 6ltr | 2021
Trinity College - School of Nursing D'Olier Street | 056 delivery area | Co2 | 5kg | 2024
Trinity College - School of Nursing D'Olier Street | 057 Computer Room 0.22 | Co2 | 2kg | 2024
Trinity College - School of Nursing D'Olier Street | 058 basement lecture theatre | Foam | 6ltr | 2021
Trinity College - School of Nursing D'Olier Street | 059 basement lecture theatre | Co2 | 2kg | 2021
Trinity College - School of Nursing D'Olier Street | 060 Basement lecture Theatre | Water | 6ltr | 2022
Trinity College - School of Nursing D'Olier Street | 061 Basement Lecture theatre | Co2 | 2kg | 2024
Trinity College - School of Nursing D'Olier Street | 062 basement bottom of stairs 5 | Foam | 6ltr | 2021
Trinity College - School of Nursing D'Olier Street | 063 Basement bottom of stairs 5 | Co2 | 2kg | 2024
Trinity College - School of Nursing D'Olier Street | 064 Basement Comms Room | Co2 | 5kg | 2024
Trinity College - School of Nursing D'Olier Street | 065 Comms/Plantroom Plantroom | Co2 | 5kg | 2015
Trinity College - School of Nursing D'Olier Street | 068 spare in maintenance room | Water | 6ltr | 2022
Trinity College - School of Nursing D'Olier Street | 069 Basement switch rm | Co2 | 5kg | 2022
Trinity College - School of Nursing D'Olier Street | 070 room next to Simon's office | Fire Blanket | 1.2m x 1.2m | 2020
Trinity College - School of Nursing D'Olier Street | 071 2nd Floor, extention (Notes) | Co2 | 2kg | 2021
Trinity College - School of Nursing D'Olier Street | 072 2nd Floor, extention (Notes) | Water | 6ltr | 2022
Trinity College - School of Nursing D'Olier Street | 073 2nd Floor top of wood office | Co2 | 2kg | 2021
Trinity College - School of Nursing D'Olier Street | 074 2nd Floor top of Wood office | Water | 6ltr | 2022
Trinity College - Security Hut | 001 In Hut | Co2 | 5kg | 2023
Trinity College - Sir Patrick Dunn CPL | 001 1st Floor Right Hallway | Dry Powder | 6kg | 2020
Trinity College - Sir Patrick Dunn CPL | 002 1st Floor Right Hallway | Co2 | 2kg | 2020
Trinity College - Sir Patrick Dunn CPL | 003 1st Floor Right Hallway | Fire Blanket | 1.0m x 1.0m | 2015
Trinity College - Sir Patrick Dunn CPL | 004 instrument room 1.08 | Dry Powder | 6kg | 2020
Trinity College - Sir Patrick Dunn CPL | 005 instrument room 1.08 | Co2 | 2kg | 2020
Trinity College - Sir Patrick Dunn CPL | 006 instrument room 1.08 | Fire Blanket | 1.0m x 1.0m | 2016
Trinity College - Sir Patrick Dunn CPL | 007 laboratory room 1.18 | Fire Blanket | 1.0m x 1.0m | 2016
Trinity College - Sir Patrick Dunn CPL | 008 laboratory room 1.18 | Co2 | 2kg | 2023
Trinity College - Sir Patrick Dunn CPL | 009 Laboratory room 1.18 | Dry Powder | 6kg | 2021
Trinity College - Sir Patrick Dunn CPL | 010 Laboratory- Double Lab on left | Dry Powder | 6kg | 2021
Trinity College - Sir Patrick Dunn CPL | 011 Laboratory- Double Lab on left | Co2 | 2kg | 2015
Trinity College - Sir Patrick Dunn CPL | 012 Laboratory- Double Lab on left | Fire Blanket | 1.8m x 1.2m | 2023
Trinity College - Sir Patrick Dunn CPL | 013 Laboratory- Double Lab straight ahead | Dry Powder | 6kg | 2020
Trinity College - Sir Patrick Dunn CPL | 014 Laboratory- Double Lab straight ahead | Co2 | 2kg | 2020
Trinity College - Sir Patrick Dunn CPL | 015 Laboratory- Double Lab straight ahead | Fire Blanket | 1.0m x 1.0m | 2016
Trinity College - Sir Patrick Dunn CPL | 016 Common cold room 1.21 | Dry Powder | 6kg | 2020
Trinity College - Sir Patrick Dunn CPL | 017 common cold room 1.21 | Co2 | 2kg | 2015
Trinity College - Sir Patrick Dunn CPL | 018 common cold room 1.21 | Fire Blanket | 1.8m x 1.2m | 2023
Trinity College - Sir Patrick Dunn CPL | 019 1st Floor Hallway | Dry Powder | 6kg | 2020
Trinity College - Sir Patrick Dunn CPL | 020 1st Floor Hallway | Co2 | 2kg | 2016
Trinity College - Sir Patrick Dunn CPL | 021 1st Floor Hallway | Fire Blanket | 1.8m x 1.2m | 2023
Trinity College - Sir Patrick Dunn CPL | 022 freezer room | Dry Powder | 6kg | 2020
Trinity College - Sir Patrick Dunn CPL | 023 freezer room | Co2 | 2kg | 2021
Trinity College - Sir Patrick Dunn CPL | 024 freezer room | Fire Blanket | 1.0m x 1.0m | 2020
Trinity College - Sir Patrick Dunn CPL | 025 Laboratory- Lab 1. 25 | Dry Powder | 4kg | 2023
Trinity College - Sir Patrick Dunn CPL | 026 Laboratory- Lab 1. 25 | Co2 | 2kg | 2023
Trinity College - Sir Patrick Dunn CPL | 027 Laboratory- Lab 1.25 | Fire Blanket | 1.0m x 1.0m | 2020
Trinity College - Sir Patrick Dunn CPL | 028 Hallway 1 outside room 1.15 | Hose Reel | 19mm Fixed Auto Hose Reel
Trinity College - Sir Patrick Dunn CPL | 029 room 1.32 post pcr (CY139) | Dry Powder | 4kg | 2023
Trinity College - Sir Patrick Dunn CPL | 030 room 1.32 post pcr | Co2 | 2kg | 2023
Trinity College - Sir Patrick Dunn CPL | 031 room 1.32 post pcr | Fire Blanket | 1.2m x 1.2m | 2020
Trinity College - Sir Patrick Dunn CPL | 032 Inside room 1.31 pcr product room | Dry Powder | 6kg | 2016
Trinity College - Sir Patrick Dunn CPL | 033 inside room 1.31 pcr product room | Co2 | 2kg | 2021
Trinity College - Sir Patrick Dunn CPL | 034 inside room 1.31 pcr product room | Fire Blanket | 1.2m x 1.2m | 2020
Trinity College - Sir Patrick Dunn CPL | 035 inside room 1.30 prep room | Dry Powder | 6kg | 2023
Trinity College - Sir Patrick Dunn CPL | 036 inside room 1.30 prep room | Co2 | 2kg | 2021
Trinity College - Sir Patrick Dunn CPL | 037 inside room 1.30 prep room | Fire Blanket | 1.2m x 1.2m | 2020
Trinity College - Sir Patrick Dunn CPL | 038 inside Lab 1.29A | Dry Powder | 6kg | 2021
Trinity College - Sir Patrick Dunn CPL | 039 inside Lab 1. 29A | Co2 | 2kg | 2016
Trinity College - Sir Patrick Dunn CPL | 040 inside Lab 1. 29A | Fire Blanket | 1.2m x 1.2m | 2020
Trinity College - Sir Patrick Dunn CPL | 041 Laboratory- Lab 1. 28a | Dry Powder | 6kg | 2015
Trinity College - Sir Patrick Dunn CPL | 042 Laboratory- Lab 1. 28a | Co2 | 2kg | 2020
Trinity College - Sir Patrick Dunn CPL | 043 Laboratory- Lab 1. 28a | Fire Blanket | 1.2m x 1.2m | 2020
Trinity College - Sir Patrick Dunn CPL | 044 End Hallway | Dry Powder | 4kg | 2016
Trinity College - Sir Patrick Dunn CPL | 045 End Hallway | Co2 | 2kg | 2021
Trinity College - Sir Patrick Dunn CPL | 046 End Hallway | Fire Blanket | 1.2m x 1.2m | 2020
Trinity College - Sports Complex | 001 Circulation- 4th Floor Balcony | Foam | 6ltr | 2020
Trinity College - Sports Complex | 002 Circulation- 4th Floor Balcony | Co2 | 2kg | 2015
Trinity College - Sports Complex | 003 Circulation- 4th Floor lift Lobby | Co2 | 2kg | 2021
Trinity College - Sports Complex | 004 Circulation- 4th Floor Lobby | Foam | 6ltr | 2020
Trinity College - Sports Complex | 005 Circulation- 3rd Floor Lobby | Foam | 6ltr | 2020
Trinity College - Sports Complex | 006 Circulation- 3rd Floor Lift Lobby | Co2 | 2kg | 2020
Trinity College - Sports Complex | 007 Circulation- 3rd Floor Stores in big hall | Foam | 6ltr | 2020
Trinity College - Sports Complex | 008 Circulation- 3rd Floor Stores | Co2 | 2kg | 2021
Trinity College - Sports Complex | 009 3rd Floor Lift Lobby to Goldsmith | Foam | 6ltr | 2024
Trinity College - Sports Complex | 010 3rd Floor Lift Lobby to Goldsmith | Co2 | 2kg | 2019
Trinity College - Sports Complex | 011 3rd Floor rear stairs | Foam | 6ltr | 2020
Trinity College - Sports Complex | 012 3rd Floor rear stairs | Co2 | 2kg | 2021
Trinity College - Sports Complex | 013 2nd Floor Rear Locker Area | Foam | 6ltr | 2020
Trinity College - Sports Complex | 014 Circulation- 2nd Floor Rear Locker Area | Co2 | 2kg | 2021
Trinity College - Sports Complex | 015 Circulation- 2nd Floor Fitness Studio | Foam | 6ltr | 2020
Trinity College - Sports Complex | 016 2nd Floor Fitness Studio | Co2 | 2kg | 2019
Trinity College - Sports Complex | 017 Office- 2nd Floor Corr. sport offices | Foam | 6ltr | 2020
Trinity College - Sports Complex | 018 2nd Floor Corr. sport Offices | Co2 | 2kg | 2020
Trinity College - Sports Complex | 019 Office- 2nd Floor department of Sports and Rec | Foam | 6ltr | 2020
Trinity College - Sports Complex | 020 Office- 2nd Floor Department od Sports and Rec | Co2 | 2kg | 2019
Trinity College - Sports Complex | 021 Circulation- 2nd Floor Corridor | Foam | 6ltr | 2020
Trinity College - Sports Complex | 022 Circulation- 2nd Floor Corridor | Co2 | 2kg | 2019
Trinity College - Sports Complex | 023 Circualtion- 2nd Floor Lift Lobby | Foam | 6ltr | 2020
Trinity College - Sports Complex | 024 Circulation- 2nd Floor Lift Lobby | Co2 | 2kg | 2019
Trinity College - Sports Complex | 025 Circulation 1st Floor Stair outside Climb wall | Water | 6ltr | 2024
Trinity College - Sports Complex | 026 Circulation 1st Floor Stair outside Climb wall | Co2 | 2kg | 2019
Trinity College - Sports Complex | 027 Circulation- 1st Floor Changing room Corridor | Water | 6ltr | 2024
Trinity College - Sports Complex | 028 1st Floor Changing room Corridor | Co2 | 2kg | 2023
Trinity College - Sports Complex | 029 Staff common room | Fire Blanket | 1.0m x 1.0m | 2018
Trinity College - Sports Complex | 031 1st Floor Mens Changing Area | Co2 | 2kg | 2019
Trinity College - Sports Complex | 032 1st Floor Ancillary Hall Store Room | Water | 6ltr | 2024
Trinity College - Sports Complex | 033 1st Floor Ancillary Hall Store Room | Co2 | 2kg | 2021
Trinity College - Sports Complex | 034 1st Floor Womens Changing Area | Water | 6ltr | 2024
Trinity College - Sports Complex | 035 1st Floor Womens Changing Area | Co2 | 2kg | 2020
Trinity College - Sports Complex | 036 1st Floor Chaning Room Corridor | Water | 6ltr | 2024
Trinity College - Sports Complex | 037 1st Floor Chaning Room Corridor | Co2 | 2kg | 2021
Trinity College - Sports Complex | 038 1st Floor Rear Stairs Corridor | Water | 6ltr | 2024
Trinity College - Sports Complex | 039 1st Floor Rear Stairs Corridor | Co2 | 2kg | 2021
Trinity College - Sports Complex | 040 Gym at rear lift service | Water | 6ltr | 2024
Trinity College - Sports Complex | 041 Gym at rear lift service | Co2 | 2kg | 2021
Trinity College - Sports Complex | 042 Gym Far Corner | Dry Powder | 2kg | 2020
Trinity College - Sports Complex | 043 Gym Far Corner | Co2 | 2kg | 2017
Trinity College - Sports Complex | 050 Lift Lobby | Water | 6ltr | 2024
Trinity College - Sports Complex | 051 Lift Lobby | Co2 | 2kg | 2022
Trinity College - Sports Complex | 052 Entrance | Water | 6ltr | 2024
Trinity College - Sports Complex | 053 Entrance | Co2 | 2kg | 2017
Trinity College - Sports Complex | 056 Basement Side Stairs to Pool | Foam | 6ltr | 2020
Trinity College - Sports Complex | 057 Basement Side Stairs to Pool | Co2 | 2kg | 2021
Trinity College - Sports Complex | 058 Lift lobby | Dry Powder | 2kg | 2021
Trinity College - Sports Complex | 059 Lift lobby | Co2 | 2kg | 2021
Trinity College - Sports Complex | 060 Pool Area Shoe Changing Area | Foam | 6ltr | 2020
Trinity College - Sports Complex | 061 Pool Area Shoe Changing Area | Co2 | 2kg | 2021
Trinity College - Sports Complex | 062 Outside lifeguard office | Foam | 6ltr | 2020
Trinity College - Sports Complex | 063 Outside lifeguard office | Co2 | 2kg | 2021
Trinity College - Sports Complex | 064 Locker changing area | Foam | 6ltr | 2020
Trinity College - Sports Complex | 065 Locker changing area | Co2 | 2kg | 2019
Trinity College - Sports Complex | 066 Rear Stairs to Pool | Foam | 6ltr | 2020
Trinity College - Sports Complex | 067 Rear Stairs to Pool | Co2 | 2kg | 2021
Trinity College - Sports Complex | 068 Pool Storage Room | Dry Powder | 2kg | 2023
Trinity College - Sports Complex | 069 Pool Storage Room | Co2 | 2kg | 2017
Trinity College - Sports Complex | 070 Lower Basement Lift Corridor | Dry Powder | 6kg | 2020
Trinity College - Sports Complex | 071 Lower Basement Lift Corridor | Co2 | 2kg | 2021
Trinity College - Sports Complex | 072 Lower Basement Plantroom Boiler Room | Dry Powder | 6kg | 2020
Trinity College - Sports Complex | 073 Lower Basement Plantroom Boiler Room | Co2 | 5kg | 2021
Trinity College - Sports Complex | 074 Lower Basement Plantroom Pump/Tank Room | Dry Powder | 6kg | 2020
Trinity College - Sports Complex | 075 Lower Basement Plantroom Pump/Tank Room | Co2 | 5kg | 2020
Trinity College - Sports Complex | 076 Lower Basement Plantroom Server Comms Room | Co2 | 5kg | 2021
Trinity College - Sports Complex | 076A Lower Basement Switch Room (red steel door) | Co2 | 5kg | 2020
Trinity College - Sports Complex | 077 Lower Basement Plantroom | Foam | 6ltr | 2020
Trinity College - Sports Complex | 078 Lower Basement Plantroom | Co2 | 2kg | 2020
Trinity College - Sports Complex | 079 Rear corridor under swim pool | Foam | 6ltr | 2020
Trinity College - Sports Complex | 080 Rear Corridor under swim pool | Co2 | 2kg | 2023
Trinity College - Stone Building SJH | 001 Entrance [3451] | Water | 6ltr | 2020
Trinity College - Stone Building SJH | 002 Entrance | Co2 | 2kg | 2015
Trinity College - Stone Building SJH | 003 1st Floor Landing | Hose Reel | 19mm Fixed Auto Hose Reel
Trinity College - Stone Building SJH | 004 1st Floor Landing | Foam | 6ltr | 2020
Trinity College - Stone Building SJH | 005 1st Floor Landing | Co2 | 2kg | 2023
Trinity College - Stone Building SJH | 006 2nd Floor Landing | Hose Reel | 19mm Fixed Auto Hose Reel
Trinity College - Stone Building SJH | 007 2nd Floor Landing | Water | 6ltr | 2020
Trinity College - Stone Building SJH | 008 8359.1 2nd floor Landing | Co2 | 2kg | 2015
Trinity College - Stone Building SJH | 009 1st Floor corridoor at lift | Hose Reel | 19mm Fixed Auto Hose Reel
Trinity College - Stone Building SJH | 010 1st Floor Corridor at Ladies Toilets | Water | 6ltr | 2023
Trinity College - Stone Building SJH | 011 1st Floor Corridor at Ladies Toilets | Co2 | 2kg | 2023
Trinity College - Stone Building SJH | 012 1st Floor Corridor at Junior Common Room | Water | 6ltr | 2020
Trinity College - Stone Building SJH | 013 1st Floor Corridor at Junior Common Room | Co2 | 2kg | 2024
Trinity College - Stone Building SJH | 014 1st Floor Corridor at Staff Common Room | Water | 6ltr | 2023
Trinity College - Stone Building SJH | 015 1st Floor Corridor at Staff Common Room | Co2 | 2kg | 2023
Trinity College - Stone Building SJH | 016 1st Floor Corridor at Staff Common Room | Hose Reel | 19mm Fixed Auto Hose Reel
Trinity College - Stone Building SJH | 017 Staff Common Room (cz3451) | Co2 | 2kg | 2021
Trinity College - Stone Building SJH | 018 Ground Floor Canteen | Dry Powder | 6kg | 2021
Trinity College - Stone Building SJH | 019 Ground Floor Canteen | Co2 | 2kg | 2023
Trinity College - Stone Building SJH | 020 Ground Floor Canteen | Fire Blanket | 1.8m x 1.2m | 2023
Trinity College - Stone Building SJH | 021 Ground floor Corridor Outside Cafe | Water | 6ltr | 2022
Trinity College - Stone Building SJH | 022 Ground floor Corridor Outside Cafe | Co2 | 2kg | 2024
Trinity College - Stone Building SJH | 023 Ground Floor Corridor Middle | Water | 6ltr | 2022
Trinity College - Stone Building SJH | 024 Ground Floor Corridor Middle | Co2 | 2kg | 2021
Trinity College - Stone Building SJH | 025 Ground Floor Corridor at Toilets | Foam | 6ltr | 2020
Trinity College - Stone Building SJH | 026 Ground Floor Corridor at Toilets | Co2 | 2kg | 2021
Trinity College - Stone Building SJH | 027 Plant room outside down steps binshed car park | Co2 | 5kg | 2023
Trinity College - Student Health Centre | 001 End of corridor at office | Water | 6ltr | 2022
Trinity College - Student Health Centre | 002 End of corridor at office | Co2 | 2kg | 2021
Trinity College - Student Health Centre | 003 End of corridor at office | Hose Reel | 19mm Fixed Auto Hose Reel
Trinity College - Student Health Centre | 004 Waiting area | Water | 6ltr | 2021
Trinity College - Student Health Centre | 005 Outside toilets | Water | 6ltr | 2021
Trinity College - Student Health Centre | 006 Outside toilets | Co2 | 2kg | 2021
Trinity College - Student Health Centre | 007 Outside toilets | Hose Reel | 19mm Fixed Auto Hose Reel | 1991
Trinity College - Student Health Centre | 010 Physio at bottom of stairs house 51 | Co2 | 2kg | 2021
Trinity College - Talacare | 001 Enter to Communal Lift 7th Floor Firepoint 001 | Co2 | 2kg | 2016
Trinity College - Talacare | 002 Enter to Communal Lift 7th Floor Firepoint 002 | Foam | 6ltr | 2019
Trinity College - Talacare | 003 Back of Corridor at Kitchen 7th F. Firepoint 2 | Water | 6ltr | 2016
Trinity College - Talacare | 004 Back of Corridor at Kitchen 7th F. Firepoint 2 | Co2 | 2kg | 2016
Trinity College - Talacare | 005 Seventh Floor Kitchen | Fire Blanket | 1.2m x 1.2m | 2016
Trinity College - Talacare | 006 Trinity Lift Lobby Seventh Floor Firepoint 003 | Water | 6ltr | 2016
Trinity College - Talacare | 007 Trinity Lift Lobby Seventh Floor Firepoint 003 | Co2 | 2kg | 2016
Trinity College - Talacare | 008 Trinity Lift Lobby Sixth Floor Firepoint 004 | Water | 6ltr | 2016
Trinity College - Talacare | 009 Trinity Lift Lobby Sixth Floor Firepoint 004 | Co2 | 2kg | 2016
Trinity College - Talacare | 010 Exit from open plan office (Notes) | Water | 6ltr | 2016
Trinity College - Talacare | 011 Exit from open plan office (Notes) | Co2 | 2kg | 2016
Trinity College - Talacare | 012 Sixth Floor outside comes room sixth floor | Water | 6ltr | 2016
Trinity College - Talacare | 013 6th Floor outside coms room Firepoint 006 | Co2 | 2kg | 2016
Trinity College - Talacare | 014 Sixth Floor outside kitchen Firepoint 007 | Water | 6ltr | 2016
Trinity College - Talacare | 015 Sixth Floor outside kitchen Firepoint 007 | Co2 | 2kg | 2016
Trinity College - Talacare | 015A Sixth Floor | Fire Blanket | 1.2m x 1.2m | 2016
Trinity College - Talacare | 016 5th Floor Entrance to Lift Lobby firepoint 008 | Water | 6ltr | 2016
Trinity College - Talacare | 017 5th Floor Entrance to Lift Lobby firepoint 008 | Co2 | 2kg | 2016
Trinity College - Talacare | 018 5th Floor outside service ducts Firepoint 009 | Water | 6ltr | 2016
Trinity College - Talacare | 019 5th Floor outside service ducts Firepoint 009 | Co2 | 2kg | 2016
Trinity College - Talacare | 020 Fifth Floor Kitchen | Fire Blanket | 1.2m x 1.2m | 2016
Trinity College - Talacare | 021 Fifth Floor Trinity Lift Lobby Firepoint 010 | Water | 6ltr | 2016
Trinity College - Talacare | 022 Fifth Floor Trinity Lift Lobby Firepoint 010 | Co2 | 2kg | 2016
Trinity College - The Chapel | 001 Main Entrance Hall | Water | 6ltr | 2020
Trinity College - The Chapel | 002 Main Entrance Hall | Water | 6ltr | 2021
Trinity College - The Chapel | 003 Altar | Water | 6ltr | 2020
Trinity College - The Chapel | 004 Altar | Co2 | 2kg | 2022
Trinity College - The Chapel | 005 Entrance to Gallery | Water | 6ltr | 2020
Trinity College - The Chapel | 006 Gallery | Water | 6ltr | 2020
Trinity College - The Chapel | 007 Balcony | Co2 | 2kg | 2022
Trinity College - The Tower | 001 Front entrance | Co2 | 2kg | 2022
Trinity College - The Tower | 002 Front Entrance | Water | 6ltr | 2019
Trinity College - The Tower | 002a front entrance | Hose Reel | 19mm Swinging Auto Hose Reel
Trinity College - The Tower | 002B behind reception desk | Water | 6ltr | 2019
Trinity College - The Tower | 002D behind reception desk | Co2 | 2kg | 2019
Trinity College - The Tower | 002E ground floor fire exit at toilets | Water | 6ltr | 2019
Trinity College - The Tower | 002F ground floor fire exit at toilets | Co2 | 2kg | 2019
Trinity College - The Tower | 002G ground floor staff kitchen | Fire Blanket | 1.2m x 1.2m | 2019
Trinity College - The Tower | 003 Lift Lobby | Co2 | 2kg | 2019
Trinity College - The Tower | 004 Lift Lobby | Water | 6ltr | 2019
Trinity College - The Tower | 005 Outside BIC office first floor | Foam | 6ltr | 2019
Trinity College - The Tower | 006 Toilets at 1st floor lift lobby MOUNT | Water | 6ltr | 2019
Trinity College - The Tower | 007 Toilets at 1st floor lift lobby | Co2 | 2kg | 2022
Trinity College - The Tower | 008 Toilets at 1st floor lift lobby | Hose Reel | 19mm Swinging Auto Hose Reel
Trinity College - The Tower | 008A 1st floor 1.2B | Water | 6ltr | 2019
Trinity College - The Tower | 008B 1st floor 1.2B | Co2 | 2kg | 2019
Trinity College - The Tower | 009 1st floor corridor to right | Water | 6ltr | 2019
Trinity College - The Tower | 010 1st floor corridor to right | Co2 | 2kg | 2019
Trinity College - The Tower | 011 2nd floor lift lobby | Foam | 6ltr | 2021
Trinity College - The Tower | 012 2nd floor lift lobby | Co2 | 2kg | 2021
Trinity College - The Tower | 013 2nd floor lift lobby | Hose Reel | 19mm Swinging Auto Hose Reel
Trinity College - The Tower | 014 3rd floor lift lobby | Water | 6ltr | 2019
Trinity College - The Tower | 015 3rd floor lift lobby | Co2 | 2kg | 2023
Trinity College - The Tower | 016 3rd floor lift lobby | Hose Reel | 19mm Swinging Auto Hose Reel
Trinity College - The Tower | 017 4th floor lobby | Water | 6ltr | 2019
Trinity College - The Tower | 018 4th floor lift lobby | Co2 | 2kg | 2022
Trinity College - The Tower | 019 4th Floor lift Lobby | Hose Reel | 19mm Swinging Auto Hose Reel
Trinity College - The Tower | 020 5th Floor Lift Lobby | Water | 6ltr | 2019
Trinity College - The Tower | 021 5th Floor Lift Lobby | Co2 | 2kg | 2022
Trinity College - The Tower | 022 5th floor lift lobby | Hose Reel | 19mm Swinging Auto Hose Reel
Trinity College - The Tower | 023 6th floor lift lobby | Water | 6ltr | 2019
Trinity College - The Tower | 024 6th floor lift lobby | Co2 | 2kg | 2019
Trinity College - The Tower | 025 6th floor lift lobby | Hose Reel | 19mm Swinging Auto Hose Reel
Trinity College - The Tower | 026 7th floor at elevators | Co2 | 2kg | 2019
Trinity College - The Tower | 027 7th floor at elevators | Water | 6ltr | 2019
Trinity College - The Tower | 028 7th floor inside main office | Co2 | 2kg | 2019
Trinity College - The Tower | 029 7th floor inside main office | Water | 6ltr | 2019
Trinity College - The Tower | 030 7th floor main office | Co2 | 2kg | 2019
Trinity College - The Tower | 031 inside main office | Water | 6ltr | 2019
Trinity College - The Tower | 032 7th floor kitchen | Fire Blanket | 1.2m x 1.2m
Trinity College - The Tower | 033 7th floor kitchen | Dry Powder | 1kg | 2019
Trinity College - The Tower | 034 7th floor main corridor at bathrooms | Hose Reel | 19mm Swinging Auto Hose Reel
Trinity College - The Tower | 035 7th floor main corridor | Co2 | 2kg | 2019
Trinity College - The Tower | 036 switchroom at carpark in green door | Co2 | 5kg | 2019
Trinity College - Trinity Business School | 001 5th Floor Rear lift lobby | Foam | 6ltr | 2019
Trinity College - Trinity Business School | 002 5th floor rear lift lobby | Co2 | 2kg | 2019
Trinity College - Trinity Business School | 003 5th floor fire exit on corridor | Foam | 6ltr | 2019
Trinity College - Trinity Business School | 004 5th floor fire exit on corridor | Co2 | 2kg | 2019
Trinity College - Trinity Business School | 005 5th Floor kitchen no access key doesn't fit | Fire Blanket | 1.2m x 1.2m | 2019
Trinity College - Trinity Business School | 006 5th Floor lift lobby RHS at end of corridor | Foam | 6ltr | 2019
Trinity College - Trinity Business School | 007 5th Floor lift lobby RHS at end of corridor | Co2 | 2kg | 2019
Trinity College - Trinity Business School | 008 Level 4 at lift lobby at room 416 | Foam | 6ltr | 2019
Trinity College - Trinity Business School | 009 Level 4 at lift lobby | Co2 | 2kg | 2019
Trinity College - Trinity Business School | 010 4th Floor fire exit stair front building | Foam | 6ltr | 2019
Trinity College - Trinity Business School | 011 4th floor fire exit stair at front of building | Co2 | 2kg | 2019
Trinity College - Trinity Business School | 012 4th floor Door leading to Main staircase | Co2 | 2kg | 2019
Trinity College - Trinity Business School | 013 4th floor Door leading to Main staircase | Foam | 6ltr | 2019
Trinity College - Trinity Business School | 014 4th Floor Main lift lobby done sign | Foam | 6ltr | 2019
Trinity College - Trinity Business School | 015 4th floor rear main lobby done sign | Co2 | 2kg | 2019
Trinity College - Trinity Business School | 016 3rd Floor main lift lobby DONE sign fell off | Foam | 6ltr | 2019
Trinity College - Trinity Business School | 017 3rd floor main lift lobby DONE sign fell off | Co2 | 2kg | 2019
Trinity College - Trinity Business School | 018 3rd floor lift lobby end of corridor | Foam | 6ltr | 2019
Trinity College - Trinity Business School | 019 3rd floor lift lobby end of corridor DONE | Co2 | 2kg | 2019
Trinity College - Trinity Business School | 020 3rd floor fire exit stair at front of building | Foam | 6ltr | 2019
Trinity College - Trinity Business School | 021 3rd floor fire exit stair at front of building | Co2 | 2kg | 2019
Trinity College - Trinity Business School | 022 3rd floor foyer at Main staircase Done | Foam | 6ltr | 2019
Trinity College - Trinity Business School | 023 3rd floor foyer at Main staircase | Co2 | 2kg | 2019
Trinity College - Trinity Business School | 024 2nd floor front stais extinguisher DONE | Foam | 6ltr | 2019
Trinity College - Trinity Business School | 025 2nd floor rear stairs DONE sign fell off | Co2 | 2kg | 2019
Trinity College - Trinity Business School | 026 2nd floor foyer at Main staircase | Foam | 6ltr | 2019
Trinity College - Trinity Business School | 027 2nd floor foyer at Main staircase | Co2 | 2kg | 2019
Trinity College - Trinity Business School | 028 2nd Floor at Main lift lobby | Foam | 6ltr | 2019
Trinity College - Trinity Business School | 029 2nd Floor at Main lift lobby | Co2 | 2kg | 2019
Trinity College - Trinity Business School | 030 2nd floor rear lift lobby | Foam | 6ltr | 2019
Trinity College - Trinity Business School | 031 2nd floor rear lift lobby | Co2 | 2kg | 2019
Trinity College - Trinity Business School | 032 1st floor rear lift lobby | Foam | 6ltr | 2019
Trinity College - Trinity Business School | 033 1st floor rear lift lobby | Co2 | 2kg | 2019
Trinity College - Trinity Business School | 033A 1st floor at main lift lobby | Foam | 6ltr | 2019
Trinity College - Trinity Business School | 034 1st floor main lift lobby | Co2 | 2kg | 2019
Trinity College - Trinity Business School | 035 1st floor fire exit stair at front of building | Foam | 6ltr | 2019
Trinity College - Trinity Business School | 036 1st floor fire exit stair at front of building | Co2 | 2kg | 2019
Trinity College - Trinity Business School | 037 1st floor foyer at Main staircase | Foam | 6ltr | 2019
Trinity College - Trinity Business School | 038 1st floor foyer at Main staircase | Co2 | 2kg | 2019
Trinity College - Trinity Business School | 039 ground floor double fire exit onto Pearse Strt | Co2 | 2kg | 2019
Trinity College - Trinity Business School | 040 ground floor double fire exit onto Pearse Strt | Foam | 6ltr | 2019
Trinity College - Trinity Business School | 041 Ground floor lift lobby | Foam | 6ltr | 2019
Trinity College - Trinity Business School | 042 Ground floor lift lobby | Co2 | 2kg | 2019
Trinity College - Trinity Business School | 043 ground floor outside lecture theatre | Foam | 6ltr | 2019
Trinity College - Trinity Business School | 044 ground floor outside lecture theatre | Co2 | 2kg | 2019
Trinity College - Trinity Business School | 045 ground floor Main entrance | Foam | 6ltr | 2019
Trinity College - Trinity Business School | 046 ground floor Main entrance | Co2 | 2kg | 2019
Trinity College - Trinity Business School | 047 ground floor Other entrance | Foam | 6ltr | 2019
Trinity College - Trinity Business School | 048 ground floor Other entrance | Co2 | 2kg | 2019
Trinity College - Trinity Business School | 048A Basement LV room | Co2 | 2kg | 2019
Trinity College - Trinity Business School | 048B Basement LV room next to toilets down steps | Co2 | 2kg | 2019
Trinity College - Trinity Business School | 048C basement Comms room next to ladies toilets | Co2 | 2kg | 2019
Trinity College - Trinity Business School | 049 basement lift lobby | Foam | 6ltr | 2019
Trinity College - Trinity Business School | 050 basement lift lobby | Co2 | 2kg | 2019
Trinity College - Trinity Business School | 051 basement cafe | Foam | 6ltr | 2019
Trinity College - Trinity Business School | 052 basement cafe | Co2 | 2kg | 2019
Trinity College - Trinity Business School | 053 basement rear stairs next to cafe | Foam | 6ltr | 2019
Trinity College - Trinity Business School | 054 basement rear stairs next to cafe | Co2 | 2kg | 2019
Trinity College - Trinity Business School | 055 E&G McNabb lecture theatre | Foam | 6ltr | 2019
Trinity College - Trinity Business School | 056 E&G McNabb lecture theatre | Co2 | 5kg | 2019
Trinity College - Trinity Business School | 057 upstairs to ground floor exit to arches | Foam | 6ltr | 2019
Trinity College - Trinity Business School | 058 upstairs to ground floor exit to arches | Co2 | 2kg | 2019
Trinity College - Trinity Business School | 059 Basement outside lecture theatre at main stair | Foam | 6ltr | 2019
Trinity College - Trinity Business School | 060 Basement outside lecture theatre at main stair | Co2 | 2kg | 2019
Trinity College - Trinity Business School | 061 inside A&K dargah lecture theatre | Co2 | 2kg | 2020
Trinity College - Trinity Business School | 062 A&K dargan lecture theatre RHS fire exit | Co2 | 2kg | 2020
Trinity College - Trinity Business School | 063 basement fire exit rear of lecture theatre | Foam | 6ltr | 2019
Trinity College - Trinity Business School | 064 basement fire exit rear of lecture theatre | Co2 | 2kg | 2019
Trinity College - Trinity Business School | 064A down steps to -1 | Dry Powder | 6kg | 2020
Trinity College - Trinity Business School | 065 Lower basement at double doors | Dry Powder | 6kg | 2019
Trinity College - Trinity Business School | 066 Lower basement at double doors | Foam | 6ltr | 2019
Trinity College - Trinity Business School | 067 Lower basement at double doors | Co2 | 5kg | 2019
Trinity College - Trinity Business School | 068 inside boiler room | Dry Powder | 6kg | 2019
Trinity College - Trinity Business School | 069 inside boiler room | Foam | 6ltr | 2019
Trinity College - Trinity Business School | 070 inside boiler room | Co2 | 5kg | 2019
Trinity College - Trinity Business School | 071 rear lift lobby | Dry Powder | 6kg | 2019
Trinity College - Trinity Business School | 072 rear lift lobby | Foam | 6ltr | 2019
Trinity College - Trinity Business School | 073 rear lift lobby | Co2 | 5kg | 2019
Trinity College - Trinity Business School | 52 A - Basement Cafe | Fire Blanket | 1.8m x 1.2m | 2023
Trinity College - Trinity Business School | 52b - Basement Cafe store room | Foam | 6ltr | 2019
Trinity College - Trinity Business School | 52c - Basement Cafe store room New horn on unit | Co2 | 2kg | 2019
Trinity College - Trinity Business School | 5a - 5th Floor Kitchen | Co2 | 2kg | 2019
Trinity College - Trinity Hall (Block 1) | 001 5th floor 80.16 kitchen | Dry Powder | 1kg | 2017
Trinity College - Trinity Hall (Block 1) | 002 5th Floor 80.16 kitchen | Fire Blanket | 1.0m x 1.0m | 2021
Trinity College - Trinity Hall (Block 1) | 003 5th Floor outside elevator | Foam | 6ltr | 2022
Trinity College - Trinity Hall (Block 1) | 004 5th Floor outside elevator | Co2 | 2kg | 2022
Trinity College - Trinity Hall (Block 1) | plantroom | Co2 | 5kg | 2015
Trinity College - Trinity Hall (Block 1) | 006 5th Floor 80.15 kitchen | Dry Powder | 1kg | 2021
Trinity College - Trinity Hall (Block 1) | 007 5th Floor 80.15 kitchen | Fire Blanket | 1.2m x 1.2m | 2021
Trinity College - Trinity Hall (Block 1) | 008 5th floor 80.14 kitchen | Dry Powder | 1kg | 2021
Trinity College - Trinity Hall (Block 1) | 009 5th floor 80.14 kitchen | Fire Blanket | 1.2m x 1.2m | 2021
Trinity College - Trinity Hall (Block 1) | 010 4th floor 80.12 kitchen | Dry Powder | 1kg | 2021
Trinity College - Trinity Hall (Block 1) | 011 4th floor 80.12 kitchen | Fire Blanket | 1.2m x 1.2m | 2021
Trinity College - Trinity Hall (Block 1) | 012 4th floor outside elevator | Dry Powder | 6kg | 2021
Trinity College - Trinity Hall (Block 1) | 013 4th Floor outside elevator | Co2 | 2kg | 2015
Trinity College - Trinity Hall (Block 1) | 014 4th Floor 80.11 kitchen | Dry Powder | 1kg | 2019
Trinity College - Trinity Hall (Block 1) | 015 4th floor 80.11 kitchen | Fire Blanket | 1.2m x 1.2m | 2021
Trinity College - Trinity Hall (Block 1) | 016 4th floor 80.10 kitchen | Dry Powder | 1kg | 2022
Trinity College - Trinity Hall (Block 1) | 017 4th floor 80.10 kitchen | Fire Blanket | 1.2m x 1.2m | 2021
Trinity College - Trinity Hall (Block 1) | 018 9 3rd floor 80.9 kitchen | Dry Powder | 2kg | 2022
Trinity College - Trinity Hall (Block 1) | 019 3rd Floor 80.9 kitchen | Fire Blanket | 1.2m x 1.2m | 2021
Trinity College - Trinity Hall (Block 1) | 020 3rd floor outside elevator | Foam | 6ltr | 2020
Trinity College - Trinity Hall (Block 1) | 021 3rd Floor outside elevator | Co2 | 2kg | 2015
Trinity College - Trinity Hall (Block 1) | 022 3rd Floor 80.8 kitchen | Dry Powder | 1kg | 2019
Trinity College - Trinity Hall (Block 1) | 023 3rd floor 80.8 kitchen | Fire Blanket | 1.2m x 1.2m | 2021
Trinity College - Trinity Hall (Block 1) | 024 3rd floor 80.7 kitchen | Dry Powder | 1kg | 2015
Trinity College - Trinity Hall (Block 1) | 025 3rd floor 80.7 | Fire Blanket | 1.2m x 1.2m | 2021
Trinity College - Trinity Hall (Block 1) | 026 2nd Floor 80.6 kitchen | Dry Powder | 2kg | 2022
Trinity College - Trinity Hall (Block 1) | 027 2nd Floor 80.6 kitchen | Fire Blanket | 1.2m x 1.2m | 2021
Trinity College - Trinity Hall (Block 1) | 028 2nd Floor outside elevator | Water | 6ltr | 2022
Trinity College - Trinity Hall (Block 1) | 029 2nd Floor outside elevator | Co2 | 2kg | 2015
Trinity College - Trinity Hall (Block 1) | 030 2nd Floor 80.5 kitchen | Dry Powder | 1kg | 2019
Trinity College - Trinity Hall (Block 1) | 031 2nd Floor 80.5 kitchen | Fire Blanket | 1.8m x 1.2m | 2023
Trinity College - Trinity Hall (Block 1) | 032 2nd Floor 80.4 kitchen | Dry Powder | 2kg | 2022
Trinity College - Trinity Hall (Block 1) | 033 2nd floor 80.4 kitchen | Fire Blanket | 1.2m x 1.2m | 2021
Trinity College - Trinity Hall (Block 1) | 034 1st Floor 80.3 kitchen | Dry Powder | 1kg | 2015
Trinity College - Trinity Hall (Block 1) | 035 1st floor 80.3 kitchen | Fire Blanket | 1.0m x 1.0m | 2018
Trinity College - Trinity Hall (Block 1) | 036 1st floor outside elevator | Water | 6ltr | 2022
Trinity College - Trinity Hall (Block 1) | 037 first floor outside elevator | Co2 | 2kg | 2020
Trinity College - Trinity Hall (Block 1) | 038 1st floor 80.2 kitchen | Dry Powder | 1kg | 2019
Trinity College - Trinity Hall (Block 1) | 039 1st floor 80.2 kitchen | Fire Blanket | 1.2m x 1.2m | 2021
Trinity College - Trinity Hall (Block 1) | 040 1st floor 80.1 kitchen | Dry Powder | 2kg | 2022
Trinity College - Trinity Hall (Block 1) | 041 1st floor 80.1 kitchen | Fire Blanket | 1.2m x 1.2m | 2021
Trinity College - Trinity Hall (Block 1) | 042 ground floor outside elevator | Water | 6ltr | 2022
Trinity College - Trinity Hall (Block 1) | 043 ground floor outside elevator | Co2 | 2kg | 2020
Trinity College - Trinity Hall (Block 1) | 044 Plantroom | Dry Powder | 6kg | 2020
Trinity College - Trinity Hall (Block 1) | 045 PlantRoom | Co2 | 2kg | 2022
Trinity College - Trinity Hall (Block 1) | 046 Bin Area | Foam | 6ltr | 2022
Trinity College - Trinity Hall (Block 1) | 047 bin area | Co2 | 5kg | 2015
Trinity College - Trinity Hall (Block 1) | 048 Main Stores Back | Foam | 6ltr | 2022
Trinity College - Trinity Hall (Block 1) | 049 Main Stores Back | Co2 | 2kg | 2022
Trinity College - Trinity Hall (Block 1) | 050 Main Stores entrance | Foam | 6ltr | 2022
Trinity College - Trinity Hall (Block 1) | 051 Main stores entrance | Co2 | 2kg | 2022
Trinity College - Trinity Hall (Block 1) | 052 back of Canteen | Foam | 6ltr | 2022
Trinity College - Trinity Hall (Block 1) | 053 back of Canteen | Co2 | 2kg | 2020
Trinity College - Trinity Hall (Block 1) | 054 back of shop/ middle of canteen | Foam | 6ltr | 2022
Trinity College - Trinity Hall (Block 1) | 055 back of shop /middle of canteen | Co2 | 2kg | 2020
Trinity College - Trinity Hall (Block 1) | 056 facing kitchen | Foam | 6ltr | 2022
Trinity College - Trinity Hall (Block 1) | 057 facing kitchen | Co2 | 2kg | 2020
Trinity College - Trinity Hall (Block 1) | 058 Kitchen at fire exit far left corner | Dry Powder | 6kg | 2020
Trinity College - Trinity Hall (Block 1) | 059 kitchen fire exit on far left corner | Co2 | 2kg | 2018
Trinity College - Trinity Hall (Block 1) | 060 kitchen fire exit far corner on the.left | Fire Blanket | 1.0m x 1.0m | 2018
Trinity College - Trinity Hall (Block 1) | 061 middle of kitchen at fire point | Fire Blanket | 1.0m x 1.0m | 2018
Trinity College - Trinity Hall (Block 1) | 062 kitchen outside freezer | Dry Powder | 4kg | 2021
Trinity College - Trinity Hall (Block 1) | 063 kitchen outside freezer | Co2 | 2kg | 2020
Trinity College - Trinity Hall (Block 1) | 064 canteen bottom.of stairs to atc | Foam | 6ltr | 2022
Trinity College - Trinity Hall (Block 1) | 065 canteen bottom.of stairs to atc | Co2 | 2kg | 2015
Trinity College - Trinity Hall (Block 1) | 066 Mezzanine floor | Foam | 6ltr | 2020
Trinity College - Trinity Hall (Block 1) | 067 Mezzanine floor | Co2 | 2kg | 2020
Trinity College - Trinity Hall (Block 1) | 068 ground floor 88.2 kitchen | Fire Blanket | 1.0m x 1.0m | 2018
Trinity College - Trinity Hall (Block 1) | 069 6th floor 81.26 kitchen | Dry Powder | 1kg | 2018
Trinity College - Trinity Hall (Block 1) | 070 6th floor 81.25 kitchen | Dry Powder | 1kg | 2020
Trinity College - Trinity Hall (Block 1) | 071 6th floor 81.25 kitchen | Fire Blanket | 1.2m x 1.2m | 2021
Trinity College - Trinity Hall (Block 1) | 072 6th floor outside elevator | Foam | 6ltr | 2022
Trinity College - Trinity Hall (Block 1) | 073 6th floor outside elevator | Co2 | 2kg | 2018
Trinity College - Trinity Hall (Block 1) | 074 6th floor plantroom | Co2 | 5kg | 2015
Trinity College - Trinity Hall (Block 1) | 075 5th floor 81.24 kitchen | Dry Powder | 1kg | 2019
Trinity College - Trinity Hall (Block 1) | 076 5th floor 81.24 kitchen | Fire Blanket | 1.2m x 1.2m | 2021
Trinity College - Trinity Hall (Block 1) | 077 5th.floor fire exit stairs before kitchen | Foam | 6ltr | 2022
Trinity College - Trinity Hall (Block 1) | 078 5th floor fire exit stairs before kitchen | Co2 | 2kg | 2022
Trinity College - Trinity Hall (Block 1) | 078A 5th floor 81.23 kitchen | Dry Powder | 1kg | 2020
Trinity College - Trinity Hall (Block 1) | 078B 5th Floor 81.23 Kitchen | Fire Blanket | 1.2m x 1.2m | 2021
Trinity College - Trinity Hall (Block 1) | 079 5th.floor outside elevator | Water | 6ltr | 2024
Trinity College - Trinity Hall (Block 1) | 080 5th.floor outside elevator | Co2 | 2kg | 2022
Trinity College - Trinity Hall (Block 1) | 081 5th floor 81.22 kitchen | Dry Powder | 1kg | 2020
Trinity College - Trinity Hall (Block 1) | 082 5th floor 81.22 kitchen | Fire Blanket | 1.2m x 1.2m | 2021
Trinity College - Trinity Hall (Block 1) | 083 5th floor 81.21 kitchen | Dry Powder | 1kg | 2021
Trinity College - Trinity Hall (Block 1) | 084 5th Floor 81.21 Kitchen | Fire Blanket | 1.2m x 1.2m | 2022
Trinity College - Trinity Hall (Block 1) | 085 4th floor 81.20 kitchen | Dry Powder | 1kg | 2020
Trinity College - Trinity Hall (Block 1) | 086 4th floor 81.20 kitchen | Fire Blanket | 1.2m x 1.2m | 2021
Trinity College - Trinity Hall (Block 1) | 087 4th Floor 81.19 Kitchen | Dry Powder | 1kg | 2020
Trinity College - Trinity Hall (Block 1) | 088 4th Floor 81.19 Kitchen | Fire Blanket | 1.2m x 1.2m | 2021
Trinity College - Trinity Hall (Block 1) | 089 4th floor outside elevator | Water | 6ltr | 2023
Trinity College - Trinity Hall (Block 1) | 090 4th Floor outside elevator | Co2 | 2kg | 2020
Trinity College - Trinity Hall (Block 1) | 091 4th Floor 81.18 Kitchen | Dry Powder | 1kg | 2021
Trinity College - Trinity Hall (Block 1) | 092 4th Floor 81.18 Kitchen | Fire Blanket | 1.2m x 1.2m | 2021
Trinity College - Trinity Hall (Block 1) | 093 4th Floor 81.17 Kitchen | Dry Powder | 1kg | 2020
Trinity College - Trinity Hall (Block 1) | 094 4th Floor 81.17 Kitchen | Fire Blanket | 1.2m x 1.2m | 2021
Trinity College - Trinity Hall (Block 1) | 095 4th Floor 81.16 Kitchen | Dry Powder | 2kg | 2021
Trinity College - Trinity Hall (Block 1) | 096 4th Floor 81.16 Kitchen | Fire Blanket | 1.2m x 1.2m | 2021
Trinity College - Trinity Hall (Block 1) | 097 3rd Floor 81.15 Kitchen | Dry Powder | 1kg | 2019
Trinity College - Trinity Hall (Block 1) | 098 3rd Floor 81.15 Kitchen | Fire Blanket | 1.2m x 1.2m | 2021
Trinity College - Trinity Hall (Block 1) | 099 3rd floor fire exit stairs before kitchen | Dry Powder | 4kg | 2021
Trinity College - Trinity Hall (Block 1) | 100 3rd floor fire exit stairs before kitchen | Co2 | 2kg | 2022
Trinity College - Trinity Hall (Block 1) | 100A 3rd floor 81.14 Kitchen | Dry Powder | 1kg | 2020
Trinity College - Trinity Hall (Block 1) | 100B 3rd Floor 81.14 Kitchen | Fire Blanket | 1.2m x 1.2m | 2021
Trinity College - Trinity Hall (Block 1) | 101 3rd floor outside elevator | Foam | 6ltr | 2022
Trinity College - Trinity Hall (Block 1) | 102 3rd floor outside elevator | Co2 | 2kg | 2022
Trinity College - Trinity Hall (Block 1) | 103 3rd floor 81.12 kitchen | Dry Powder | 1kg | 2020
Trinity College - Trinity Hall (Block 1) | 104 3rd Floor 81.12 Kitchen | Fire Blanket | 1.2m x 1.2m | 2021
Trinity College - Trinity Hall (Block 1) | 105 3rd Floor 81.11 Kitchen | Dry Powder | 1kg | 2020
Trinity College - Trinity Hall (Block 1) | 106 3rd Floor 81.11 Kitchen | Fire Blanket | 1.2m x 1.2m | 2021
Trinity College - Trinity Hall (Block 1) | 107 3rd Floor 81.10 Kitchen | Dry Powder | 1kg | 2021
Trinity College - Trinity Hall (Block 1) | 108 3rd Floor 81.10 Kitchen | Fire Blanket | 1.2m x 1.2m | 2021
Trinity College - Trinity Hall (Block 1) | 109 2nd.floor 81.9 kitchen | Dry Powder | 1kg | 2020
Trinity College - Trinity Hall (Block 1) | 110 2nd.floor 81.9 kitchen | Fire Blanket | 1.2m x 1.2m | 2021
Trinity College - Trinity Hall (Block 1) | 111 2nd floor 81.8 kitchen | Dry Powder | 2kg | 2021
Trinity College - Trinity Hall (Block 1) | 112 2nd Floor 81.8 Kitchen | Fire Blanket | 1.2m x 1.2m | 2021
Trinity College - Trinity Hall (Block 1) | 113 2nd Floor outside elevator | Foam | 6ltr | 2022
Trinity College - Trinity Hall (Block 1) | 114 2nd Floor outside elevator | Co2 | 2kg | 2022
Trinity College - Trinity Hall (Block 1) | 115 2nd Floor 81.7 Kitchen | Dry Powder | 1kg | 2021
Trinity College - Trinity Hall (Block 1) | 116 2nd Floor 81.7 Kitchen | Fire Blanket | 1.2m x 1.2m | 2021
Trinity College - Trinity Hall (Block 1) | 117 2nd Floor 81.6 Kitchen | Dry Powder | 1kg | 2019
Trinity College - Trinity Hall (Block 1) | 118 2nd Room 81.6 Kitchen | Fire Blanket | 1.2m x 1.2m | 2021
Trinity College - Trinity Hall (Block 1) | 119 2nd Room 81.5 Kitchen | Dry Powder | 1kg | 2021
Trinity College - Trinity Hall (Block 1) | 120 2nd floor 81.5 Kitchen | Fire Blanket | 1.2m x 1.2m | 2021
Trinity College - Trinity Hall (Block 1) | 121 1st Floor 81.4 Kitchen | Dry Powder | 2kg | 2021
Trinity College - Trinity Hall (Block 1) | 122 1st Floor 81.4 Kitchen | Fire Blanket | 1.2m x 1.2m | 2021
Trinity College - Trinity Hall (Block 1) | 123 1st Floor outside elevator | Dry Powder | 4kg | 2016
Trinity College - Trinity Hall (Block 1) | 124 1st floor outside elevator | Co2 | 2kg | 2022
Trinity College - Trinity Hall (Block 1) | 125 1st Floor 81.3 kitchen | Dry Powder | 1kg | 2019
Trinity College - Trinity Hall (Block 1) | 126 1st Floor 81.3 Kitchen | Fire Blanket | 1.2m x 1.2m | 2021
Trinity College - Trinity Hall (Block 1) | 127 1st Floor 81.2 Kitchen | Dry Powder | 1kg | 2020
Trinity College - Trinity Hall (Block 1) | 128 1st Floor 81.2 Kitchen | Fire Blanket | 1.2m x 1.2m | 2021
Trinity College - Trinity Hall (Block 1) | 129 1st Floor 81.1 Kitchen | Dry Powder | 1kg | 2016
Trinity College - Trinity Hall (Block 1) | 130 1st Floor 81.1 Kitchen | Fire Blanket | 1.2m x 1.2m | 2021
Trinity College - Trinity Hall (Block 1) | 131 Ground Floor Reception | Foam | 6ltr | 2022
Trinity College - Trinity Hall (Block 1) | 132 Ground Floor Reception | Co2 | 2kg | 2022
Trinity College - Trinity Hall (Block 1) | 133 Behind Reception | Co2 | 2kg | 2019
Trinity College - Trinity Hall (Block 1) | 133A kitchenette in reception | Fire Blanket | 1.2m x 1.2m | 2020
Trinity College - Trinity Hall (Block 1) | 134 Spare in toilet beside reception | Water | 6ltr | 2022
Trinity College - Trinity Hall (Block 1) | 135 Spare in toilet beside reception | Foam | 6ltr | 2022
Trinity College - Trinity Hall (Block 1) | 136 Spare in toilet beside reception | Foam | 6ltr | 2021
Trinity College - Trinity Hall (Block 1) | 138 Spare in toilet beside reception | Foam | 6ltr | 2021
Trinity College - Trinity Hall (Block 1) | 139 Spare in toilet beside reception | Foam | 6ltr | 2021
Trinity College - Trinity Hall (Block 1) | 141 Spare in toilet beside reception | Water | 6ltr | 2022
Trinity College - Trinity Hall (Block 1) | 142 Spare in toilet beside reception | Dry Powder | 1kg | 2020
Trinity College - Trinity Hall (Block 1) | 144 Spare in toilet beside reception | Dry Powder | 4kg | 2021
Trinity College - Trinity Hall (Block 1) | 146 Spare in toilet beside reception | Dry Powder | 4kg | 2021
Trinity College - Trinity Hall (Block 1) | 148 Spare in toilet beside reception | Co2 | 2kg | 2015
Trinity College - Trinity Hall (Block 1) | 149 Spare in toilet beside reception | Co2 | 2kg | 2016
Trinity College - Trinity Hall (Block 1) | 150 Spare in toilet beside reception | Dry Powder | 2kg | 2015
Trinity College - Trinity Hall (Block 1) | 151 Spare in toilet beside reception | Dry Powder | 2kg | 2016
Trinity College - Trinity Hall (Block 1) | 152- spares store | Fire Blanket | 1.2m x 1.2m | 2021
Trinity College - Trinity Hall (Block 1) | 153 spares in toilet behind reception | Dry Powder | 1kg | 2016
Trinity College - Trinity Hall (Block 1) | 154- spares store | Dry Powder | 1kg | 2020
Trinity College - Trinity Hall (Block 1) | 155 Spare in toilet beside reception | Co2 | 2kg | 2021
Trinity College - Trinity Hall (Block 1) | 155- spares store | Co2 | 2kg | 2022
Trinity College - Trinity Hall (Block 1) | 156 Spare in toilet beside reception | Fire Blanket | 1.2m x 1.2m | 2021
Trinity College - Trinity Hall (Block 1) | 157 Plantroom under sports hall | Dry Powder | 6kg | 2021
Trinity College - Trinity Hall (Block 1) | 158 Plantroom under sports hall | Co2 | 2kg | 2015
Trinity College - Trinity Hall (Block 1) | 159 Room 82.14 5th Floor | Dry Powder | 1kg | 2016
Trinity College - Trinity Hall (Block 1) | 160 House 82 Room 82.14 5th Floor | Fire Blanket | 1.2m x 1.2m | 2021
Trinity College - Trinity Hall (Block 1) | 161 Room 82.12 5th FLoor | Dry Powder | 1kg | 2019
Trinity College - Trinity Hall (Block 1) | 162 Room 82.12 | Fire Blanket | 1.2m x 1.2m | 2021
Trinity College - Trinity Hall (Block 1) | 163 House 82 5th floor plant room | Co2 | 5kg | 2015
Trinity College - Trinity Hall (Block 1) | 164 5th Floor Landing | Co2 | 2kg | 2022
Trinity College - Trinity Hall (Block 1) | 165 5th Floor Landing | Water | 6ltr | 2022
Trinity College - Trinity Hall (Block 1) | 166 Room 82.11 5th Floor | Dry Powder | 1kg | 2019
Trinity College - Trinity Hall (Block 1) | 167 Room 82.11 5th Floor | Fire Blanket | 1.0m x 1.0m | 2018
Trinity College - Trinity Hall (Block 1) | 168 Room 82.10 4th Floor | Dry Powder | 1kg | 2020
Trinity College - Trinity Hall (Block 1) | 169 Room 82.10 4th Floor | Fire Blanket | 1.2m x 1.2m | 2021
Trinity College - Trinity Hall (Block 1) | 170 Room 82.9 4th Floor | Dry Powder | 1kg | 2019
Trinity College - Trinity Hall (Block 1) | 171 Room 82.9 4th floor | Fire Blanket | 1.2m x 1.2m | 2021
Trinity College - Trinity Hall (Block 1) | 172 4th Floor Landing | Water | 6ltr | 2022
Trinity College - Trinity Hall (Block 1) | 173 4th Floor Landing | Co2 | 2kg | 2022
Trinity College - Trinity Hall (Block 1) | 174 Room 82.8 4th Floor | Dry Powder | 1kg | 2017
Trinity College - Trinity Hall (Block 1) | 175 Room 82.8 4th Floor | Fire Blanket | 1.2m x 1.2m | 2021
Trinity College - Trinity Hall (Block 1) | 176 Room 82.7 3rd Floor | Dry Powder | 1kg | 2020
Trinity College - Trinity Hall (Block 1) | 177 Room 82.7 3rd Floor | Fire Blanket | 1.2m x 1.2m | 2021
Trinity College - Trinity Hall (Block 1) | 178 Room 82.6 3rd Floor | Dry Powder | 1kg | 2020
Trinity College - Trinity Hall (Block 1) | 179 Room 82.6 3rd Floor | Fire Blanket | 1.2m x 1.2m | 2021
Trinity College - Trinity Hall (Block 1) | 180 3rd Floor Landing | Dry Powder | 4kg | 2019
Trinity College - Trinity Hall (Block 1) | 181 3rd Floor Landing | Co2 | 2kg | 2022
Trinity College - Trinity Hall (Block 1) | 182 Room 82.5 3rd Floor | Dry Powder | 2kg | 2021
Trinity College - Trinity Hall (Block 1) | 183 Room 82.5 3rd Floor | Fire Blanket | 1.2m x 1.2m | 2019
Trinity College - Trinity Hall (Block 1) | 184 Room 82.4 2nd Floor | Dry Powder | 1kg | 2020
Trinity College - Trinity Hall (Block 1) | 185 Room 82.4 2nd Floor | Fire Blanket | 1.0m x 1.0m | 2018
Trinity College - Trinity Hall (Block 1) | 186 Room 82.3 2nd Floor | Dry Powder | 1kg | 2020
Trinity College - Trinity Hall (Block 1) | 187 Room 82.3 2nd Floor | Fire Blanket | 1.2m x 1.2m | 2021
Trinity College - Trinity Hall (Block 1) | 188 2nd Floor Landing | Co2 | 2kg | 2022
Trinity College - Trinity Hall (Block 1) | 189 2nd Floor Landing | Foam | 6ltr | 2022
Trinity College - Trinity Hall (Block 1) | 190 Room 82.2 2nd floor | Dry Powder | 1kg | 2020
Trinity College - Trinity Hall (Block 1) | 191 Room 82.2 2nd Floor | Fire Blanket | 1.2m x 1.2m | 2021
Trinity College - Trinity Hall (Block 1) | 192 1st Floor Landing | Water | 6ltr | 2024
Trinity College - Trinity Hall (Block 1) | 193 1st Floor Landing | Co2 | 2kg | 2024
Trinity College - Trinity Hall (Block 1) | 194 Room 82.1 1st Floor | Dry Powder | 1kg | 2020
Trinity College - Trinity Hall (Block 1) | 195 Room 82.1 1st Floor | Fire Blanket | 1.2m x 1.2m | 2021
Trinity College - Trinity Hall (Block 1) | 196 Ground Floor Lift Lobby | Co2 | 2kg | 2015
Trinity College - Trinity Hall (Block 1) | 197 Ground Floor Lift Lobby | Foam | 6ltr | 2022
Trinity College - Trinity Hall (Block 1) | 198 Ground Floor Laundry | Foam | 6ltr | 2020
Trinity College - Trinity Hall (Block 1) | 199 Ground Floor Laundry | Co2 | 2kg | 2022
Trinity College - Trinity Hall (Block 1) | 200 Ground Floor rear Laundry | Foam | 6ltr | 2022
Trinity College - Trinity Hall (Block 1) | 201 Ground Floor rear Laundry | Co2 | 2kg | 2022
Trinity College - Trinity Hall (Block 1) | 202 Cottage RHS behind block 83 | Dry Powder | 1kg | 2022
Trinity College - Trinity Hall (Block 1) | 203 Cottage RhS behind block 86 | Fire Blanket | 1.2m x 1.2m | 2022
Trinity College - Trinity Hall (Block 2) | 001 House 83 4th Floor Plantroom | Co2 | 5kg | 2015
Trinity College - Trinity Hall (Block 2) | 002 Room 83.14 | Dry Powder | 1kg | 2021
Trinity College - Trinity Hall (Block 2) | 003 Room 83.14 | Fire Blanket | 1.2m x 1.2m | 2021
Trinity College - Trinity Hall (Block 2) | 004 Room 83.15 | Dry Powder | 1kg | 2020
Trinity College - Trinity Hall (Block 2) | 005 Room 83.15 | Fire Blanket | 1.2m x 1.2m | 2020
Trinity College - Trinity Hall (Block 2) | 006 House 83 4th floor lobby | Water | 6ltr | 2023
Trinity College - Trinity Hall (Block 2) | 007 House 83 4th floor lobby | Co2 | 2kg | 2021
Trinity College - Trinity Hall (Block 2) | 008 Room 83.16 | Dry Powder | 2kg | 2021
Trinity College - Trinity Hall (Block 2) | 009 Room 83.16 | Fire Blanket | 1.2m x 1.2m | 2020
Trinity College - Trinity Hall (Block 2) | 010 3rd Floor room 83.10 | Dry Powder | 1kg | 2020
Trinity College - Trinity Hall (Block 2) | 011 3rd Floor room 83.10 | Fire Blanket | 1.2m x 1.2m | 2022
Trinity College - Trinity Hall (Block 2) | 012 3rd Floor room 83.11 | Dry Powder | 1kg | 2020
Trinity College - Trinity Hall (Block 2) | 013 3rd Floor room 83.11 | Fire Blanket | 1.2m x 1.2m | 2021
Trinity College - Trinity Hall (Block 2) | 014 3rd Floor lobby | Foam | 6ltr | 2020
Trinity College - Trinity Hall (Block 2) | 015 3rd Floor lobby | Co2 | 2kg | 2022
Trinity College - Trinity Hall (Block 2) | 016 Room 83.12 | Dry Powder | 1kg | 2019
Trinity College - Trinity Hall (Block 2) | 017 Room 83.12 | Fire Blanket | 1.2m x 1.2m | 2021
Trinity College - Trinity Hall (Block 2) | 018 2nd Floor Room 83.7 | Dry Powder | 1kg | 2020
Trinity College - Trinity Hall (Block 2) | 019 Room 83.7 | Fire Blanket | 1.2m x 1.2m | 2021
Trinity College - Trinity Hall (Block 2) | 020 Room 83.8 | Dry Powder | 1kg | 2020
Trinity College - Trinity Hall (Block 2) | 021 Room 83.8 | Fire Blanket | 1.2m x 1.2m | 2021
Trinity College - Trinity Hall (Block 2) | 022 2nd Floor lobby | Dry Powder | 4kg | 2016
Trinity College - Trinity Hall (Block 2) | 023 2nd Floor lobby | Co2 | 2kg | 2022
Trinity College - Trinity Hall (Block 2) | 024 Room 83.9 | Dry Powder | 1kg | 2020
Trinity College - Trinity Hall (Block 2) | 025 Room 83.9 | Fire Blanket | 1.2m x 1.2m | 2021
Trinity College - Trinity Hall (Block 2) | 026 2nd Floor Room 83.4 | Dry Powder | 1kg | 2020
Trinity College - Trinity Hall (Block 2) | 027 Room 83.4 | Fire Blanket | 1.2m x 1.2m | 2021
Trinity College - Trinity Hall (Block 2) | 028 Room 83.5 | Dry Powder | 1kg | 2020
Trinity College - Trinity Hall (Block 2) | 029 Room 83.5 | Fire Blanket | 1.2m x 1.2m | 2021
Trinity College - Trinity Hall (Block 2) | 030 1st Floor lobby | Water | 6ltr | 2022
Trinity College - Trinity Hall (Block 2) | 031 1st Floor lobby | Co2 | 2kg | 2022
Trinity College - Trinity Hall (Block 2) | 032 Room 83.6 | Dry Powder | 1kg | 2019
Trinity College - Trinity Hall (Block 2) | 033 Room 83.6 | Fire Blanket | 1.2m x 1.2m | 2021
Trinity College - Trinity Hall (Block 2) | 034 Ground Floor room 83.1 | Dry Powder | 1kg | 2017
Trinity College - Trinity Hall (Block 2) | 035 Ground Floor room 83.1 | Fire Blanket | 1.0m x 1.0m | 2018
Trinity College - Trinity Hall (Block 2) | 036 Room 83.2 | Dry Powder | 1kg | 2019
Trinity College - Trinity Hall (Block 2) | 037 Room 83.2 | Fire Blanket | 1.0m x 1.0m | 2018
Trinity College - Trinity Hall (Block 2) | 038 Ground Floor lobby | Dry Powder | 4kg | 2019
Trinity College - Trinity Hall (Block 2) | 039 Ground Floor lobby | Co2 | 2kg | 2022
Trinity College - Trinity Hall (Block 2) | 040 Room 83.3 | Dry Powder | 1kg | 2019
Trinity College - Trinity Hall (Block 2) | 041 Room 83.3 | Fire Blanket | 1.2m x 1.2m | 2021
Trinity College - Trinity Hall (Block 2) | 042 House 84 4th Floor room 84.15 | Dry Powder | 1kg | 2020
Trinity College - Trinity Hall (Block 2) | 043 House 84 4th Floor room 84.15 | Fire Blanket | 1.2m x 1.2m | 2020
Trinity College - Trinity Hall (Block 2) | 044 House 84 4th Floor lobby | Dry Powder | 6kg | 2021
Trinity College - Trinity Hall (Block 2) | 045 House 84 4th Floor lobby | Co2 | 2kg | 2019
Trinity College - Trinity Hall (Block 2) | 046 House 84 4th floor plantroom | Co2 | 5kg | 2015
Trinity College - Trinity Hall (Block 2) | 047 Room 84.16 | Dry Powder | 1kg | 2020
Trinity College - Trinity Hall (Block 2) | 048 Room 84.16 | Fire Blanket | 1.2m x 1.2m | 2021
Trinity College - Trinity Hall (Block 2) | 049 Room 84.17 | Dry Powder | 1kg | 2022
Trinity College - Trinity Hall (Block 2) | 050 Room 84.17 | Fire Blanket | 1.2m x 1.2m | 2021
Trinity College - Trinity Hall (Block 2) | 051 3rd Floor room 84.11 | Dry Powder | 1kg | 2023
Trinity College - Trinity Hall (Block 2) | 052 Room 84.11 | Fire Blanket | 1.2m x 1.2m | 2021
Trinity College - Trinity Hall (Block 2) | 053 3rd Floor lobby | Water | 6ltr | 2022
Trinity College - Trinity Hall (Block 2) | 054 3rd Floor lobby | Co2 | 2kg | 2022
Trinity College - Trinity Hall (Block 2) | 055 Room 84.12 New | Dry Powder | 1kg | 2020
Trinity College - Trinity Hall (Block 2) | 056 Room 84.12 | Fire Blanket | 1.2m x 1.2m | 2021
Trinity College - Trinity Hall (Block 2) | 057 Room 84.14 | Dry Powder | 1kg | 2019
Trinity College - Trinity Hall (Block 2) | 058 Room 84.14 | Fire Blanket | 1.2m x 1.2m | 2021
Trinity College - Trinity Hall (Block 2) | 059 2nd Floor room 84.8 | Dry Powder | 1kg | 2020
Trinity College - Trinity Hall (Block 2) | 060 Room 84.8 | Fire Blanket | 1.2m x 1.2m | 2021
Trinity College - Trinity Hall (Block 2) | 061 2nd Floor lobby | Dry Powder | 6kg | 2021
Trinity College - Trinity Hall (Block 2) | 062 2nd Floor lobby | Co2 | 2kg | 2022
Trinity College - Trinity Hall (Block 2) | 063 Room 84.9 | Dry Powder | 1kg | 2020
Trinity College - Trinity Hall (Block 2) | 064 Room 84.9 | Fire Blanket | 1.2m x 1.2m | 2021
Trinity College - Trinity Hall (Block 2) | 065 Room 84.10 | Dry Powder | 1kg | 2020
Trinity College - Trinity Hall (Block 2) | 066 Room 84.10 | Fire Blanket | 1.2m x 1.2m | 2021
Trinity College - Trinity Hall (Block 2) | 067 1st Floor Room 84.5 | Dry Powder | 1kg | 2017
Trinity College - Trinity Hall (Block 2) | 068 Room 84.5 | Fire Blanket | 1.2m x 1.2m | 2021
Trinity College - Trinity Hall (Block 2) | 069 1st Floor lobby | Water | 6ltr | 2022
Trinity College - Trinity Hall (Block 2) | 070 1st Floor lobby | Co2 | 2kg | 2022
Trinity College - Trinity Hall (Block 2) | 071 Room 84.6 | Dry Powder | 2kg | 2023
Trinity College - Trinity Hall (Block 2) | 072 Room 84.6 | Fire Blanket | 1.2m x 1.2m | 2021
Trinity College - Trinity Hall (Block 2) | 073 Room 84.7 | Dry Powder | 1kg | 2017
Trinity College - Trinity Hall (Block 2) | 074 Room 84.7 | Fire Blanket | 1.2m x 1.2m | 2021
Trinity College - Trinity Hall (Block 2) | 075 Ground Floor room 84.1 | Dry Powder | 1kg | 2016
Trinity College - Trinity Hall (Block 2) | 076 Room 84.1 | Fire Blanket | 1.2m x 1.2m | 2021
Trinity College - Trinity Hall (Block 2) | 077 Ground Floor lobby | Water | 6ltr
Trinity College - Trinity Hall (Block 2) | 078 Ground Floor lobby | Co2 | 2kg | 2022
Trinity College - Trinity Hall (Block 2) | 079 Room 84.2 | Dry Powder | 1kg | 2015
Trinity College - Trinity Hall (Block 2) | 080 Room 84.2 | Fire Blanket | 1.2m x 1.2m | 2021
Trinity College - Trinity Hall (Block 2) | 081 Room 84.3 | Dry Powder | 1kg | 2017
Trinity College - Trinity Hall (Block 2) | 082 Room 84.3 | Fire Blanket | 1.2m x 1.2m | 2021
Trinity College - Trinity Hall (Block 2) | 083 Room 84.4 | Dry Powder | 2kg | 2023
Trinity College - Trinity Hall (Block 2) | 084 Room 84.4 | Fire Blanket | 1.8m x 1.2m | 2023
Trinity College - Trinity Hall (Block 2) | 085 House 85 room 85.1 | Dry Powder | 1kg | 2015
Trinity College - Trinity Hall (Block 2) | 086 Room 85.1 | Fire Blanket | 1.2m x 1.2m | 2022
Trinity College - Trinity Hall (Block 2) | 087 House 85 5th Floor room 85.18 | Dry Powder | 1kg | 2016
Trinity College - Trinity Hall (Block 2) | 088 Room 85.18 | Fire Blanket | 1.2m x 1.2m | 2015
Trinity College - Trinity Hall (Block 2) | 089 5th Floor lobby | Foam | 6ltr | 2022
Trinity College - Trinity Hall (Block 2) | 090 5th Floor lobby | Co2 | 2kg | 2022
Trinity College - Trinity Hall (Block 2) | 091 5th Floor plantroom | Co2 | 5kg | 2015
Trinity College - Trinity Hall (Block 2) | 092 Room 85.15 | Dry Powder | 1kg | 2017
Trinity College - Trinity Hall (Block 2) | 093 Room 85.15 | Fire Blanket | 1.8m x 1.2m | 2023
Trinity College - Trinity Hall (Block 2) | 094 Room 85.16 | Dry Powder | 1kg | 2017
Trinity College - Trinity Hall (Block 2) | 095 Room 85.16 | Fire Blanket | 1.2m x 1.2m | 2021
Trinity College - Trinity Hall (Block 2) | 096 4th Floor lobby | Foam | 6ltr | 2020
Trinity College - Trinity Hall (Block 2) | 097 4th Floor lobby | Co2 | 2kg | 2022
Trinity College - Trinity Hall (Block 2) | 098 Room 85.17 | Dry Powder | 1kg | 2019
Trinity College - Trinity Hall (Block 2) | 099 Room 85.17 | Fire Blanket | 1.2m x 1.2m | 2021
Trinity College - Trinity Hall (Block 2) | 100 3rd Floor Room 85.11 | Dry Powder | 1kg | 2017
Trinity College - Trinity Hall (Block 2) | 101 Room 85.11 | Fire Blanket | 1.2m x 1.2m | 2021
Trinity College - Trinity Hall (Block 2) | 102 Room 85.12 | Dry Powder | 1kg | 2020
Trinity College - Trinity Hall (Block 2) | 103 Room 85.12 | Fire Blanket | 1.2m x 1.2m | 2021
Trinity College - Trinity Hall (Block 2) | 104 3rd Floor lobby | Water | 6ltr | 2023
Trinity College - Trinity Hall (Block 2) | 105 3rd Floor lobby | Co2 | 2kg | 2020
Trinity College - Trinity Hall (Block 2) | 106 Room 85.14 | Dry Powder | 1kg | 2017
Trinity College - Trinity Hall (Block 2) | 107 Room 85.14 | Fire Blanket | 1.2m x 1.2m | 2021
Trinity College - Trinity Hall (Block 2) | 108 2nd Floor Room 85.8 | Dry Powder | 1kg | 2020
Trinity College - Trinity Hall (Block 2) | 109 Room 85.8 | Fire Blanket | 1.2m x 1.2m | 2023
Trinity College - Trinity Hall (Block 2) | 110 Room 85.9 | Dry Powder | 2kg | 2022
Trinity College - Trinity Hall (Block 2) | 111 Room 85.9 | Fire Blanket | 1.2m x 1.2m | 2022
Trinity College - Trinity Hall (Block 2) | 112 2nd Floor lobby | Water | 6ltr | 2015
Trinity College - Trinity Hall (Block 2) | 113 2nd Floor lobby | Co2 | 2kg | 2020
Trinity College - Trinity Hall (Block 2) | 114 Room 85.10 | Dry Powder | 1kg | 2017
Trinity College - Trinity Hall (Block 2) | 115 Room 85.10 | Fire Blanket | 1.2m x 1.2m | 2021
Trinity College - Trinity Hall (Block 2) | 116 1st Floor Room 85.5 | Dry Powder | 1kg | 2020
Trinity College - Trinity Hall (Block 2) | 117 Room 85.5 | Fire Blanket | 1.2m x 1.2m | 2021
Trinity College - Trinity Hall (Block 2) | 118 Room 85.6 | Dry Powder | 1kg | 2020
Trinity College - Trinity Hall (Block 2) | 119 Room 85.6 | Fire Blanket | 1.2m x 1.2m | 2018
Trinity College - Trinity Hall (Block 2) | 120 1st Floor lobby | Foam | 6ltr | 2022
Trinity College - Trinity Hall (Block 2) | 121 1st Floor lobby | Co2 | 2kg | 2022
Trinity College - Trinity Hall (Block 2) | 122 Room 85.7 | Dry Powder | 1kg | 2020
Trinity College - Trinity Hall (Block 2) | 123 Room 85.7 | Fire Blanket | 1.2m x 1.2m | 2021
Trinity College - Trinity Hall (Block 2) | 124 Ground Floor room 85.2 | Dry Powder | 1kg | 2020
Trinity College - Trinity Hall (Block 2) | 125 Room 85.2 | Fire Blanket | 1.2m x 1.2m | 2021
Trinity College - Trinity Hall (Block 2) | 126 Room 85.3 | Dry Powder | 1kg | 2020
Trinity College - Trinity Hall (Block 2) | 127 Room 85.3 | Fire Blanket | 1.2m x 1.2m | 2021
Trinity College - Trinity Hall (Block 2) | 128 Ground Floor lobby | Foam | 6ltr | 2022
Trinity College - Trinity Hall (Block 2) | 129 Ground Floor lobby | Co2 | 2kg | 2022
Trinity College - Trinity Hall (Block 2) | 130 Room 85.4 | Dry Powder | 1kg | 2020
Trinity College - Trinity Hall (Block 2) | 131 Room 85.4 | Fire Blanket | 1.2m x 1.2m | 2021
Trinity College - Trinity Hall (Block 2) | 132 House 86 Room 86.14 | Dry Powder | 1kg | 2020
Trinity College - Trinity Hall (Block 2) | 133 Room 86.14 | Fire Blanket | 1.2m x 1.2m | 2021
Trinity College - Trinity Hall (Block 2) | 134 Room 86.15 | Dry Powder | 1kg | 2020
Trinity College - Trinity Hall (Block 2) | 135 Room 86.15 | Fire Blanket | 1.2m x 1.2m | 2021
Trinity College - Trinity Hall (Block 2) | 136 4th Floor lobby | Dry Powder | 4kg | 2016
Trinity College - Trinity Hall (Block 2) | 137 4th Floor lobby | Co2 | 2kg | 2015
Trinity College - Trinity Hall (Block 2) | 138 4th Floor plantroom | Co2 | 5kg | 2015
Trinity College - Trinity Hall (Block 2) | 139 Room 86.10 | Dry Powder | 1kg | 2020
Trinity College - Trinity Hall (Block 2) | 140 Room 86.10 | Fire Blanket | 1.2m x 1.2m | 2021
Trinity College - Trinity Hall (Block 2) | 141 Room 86.12 | Dry Powder | 1kg | 2020
Trinity College - Trinity Hall (Block 2) | 142 Room 86.12 | Fire Blanket | 1.2m x 1.2m | 2021
Trinity College - Trinity Hall (Block 2) | 143 Room 86.11 | Dry Powder | 1kg | 2020
Trinity College - Trinity Hall (Block 2) | 144 Room 86.11 | Fire Blanket | 1.2m x 1.2m | 2021
Trinity College - Trinity Hall (Block 2) | 145 3rd Floor lobby | Foam | 6ltr | 2020
Trinity College - Trinity Hall (Block 2) | 146 3rd Floor lobby | Co2 | 2kg | 2015
Trinity College - Trinity Hall (Block 2) | 147 2nd Floor room 86.7 | Dry Powder | 1kg | 2019
Trinity College - Trinity Hall (Block 2) | 148 Room 86.7 | Fire Blanket | 1.2m x 1.2m | 2021
Trinity College - Trinity Hall (Block 2) | 149 Room 86.9 | Dry Powder | 1kg | 2020
Trinity College - Trinity Hall (Block 2) | 150 Room 86.9 | Fire Blanket | 1.2m x 1.2m | 2015
Trinity College - Trinity Hall (Block 2) | 151 Room 86.8 | Dry Powder | 1kg | 2020
Trinity College - Trinity Hall (Block 2) | 152 Room 86.8 | Fire Blanket | 1.2m x 1.2m | 2021
Trinity College - Trinity Hall (Block 2) | 153 2nd Floor Landing | Foam | 6ltr | 2020
Trinity College - Trinity Hall (Block 2) | 154 2nd Floor Landing | Co2 | 2kg | 2019
Trinity College - Trinity Hall (Block 2) | 155 1st Floor Room 86.4 | Dry Powder | 2kg | 2022
Trinity College - Trinity Hall (Block 2) | 156 Room 86.4 | Fire Blanket | 1.2m x 1.2m | 2022
Trinity College - Trinity Hall (Block 2) | 157 Room 86.6 | Dry Powder | 1kg | 2020
Trinity College - Trinity Hall (Block 2) | 158 Room 86.6 | Fire Blanket | 1.2m x 1.2m | 2015
Trinity College - Trinity Hall (Block 2) | 159 Room 86.5 | Dry Powder | 1kg | 2019
Trinity College - Trinity Hall (Block 2) | 160 Room 86.5 | Fire Blanket | 1.2m x 1.2m | 2022
Trinity College - Trinity Hall (Block 2) | 161 1st Floor Landing | Foam | 6ltr | 2020
Trinity College - Trinity Hall (Block 2) | 162 1st Floor Landing | Co2 | 2kg | 2015
Trinity College - Trinity Hall (Block 2) | 163 Ground Floor room 86.1 | Dry Powder | 1kg | 2019
Trinity College - Trinity Hall (Block 2) | 164 Room 86.1 | Fire Blanket | 1.2m x 1.2m | 2021
Trinity College - Trinity Hall (Block 2) | 165 Room 86.3 | Dry Powder | 1kg | 2020
Trinity College - Trinity Hall (Block 2) | 166 Room 86.3 | Fire Blanket | 1.2m x 1.2m | 2021
Trinity College - Trinity Hall (Block 2) | 167 Room 86.2 | Dry Powder | 1kg | 2020
Trinity College - Trinity Hall (Block 2) | 168 Room 86.2 | Fire Blanket | 1.2m x 1.2m | 2021
Trinity College - Trinity Hall (Block 2) | 169 Ground Floor lobby | Water | 6ltr | 2023
Trinity College - Trinity Hall (Block 2) | 170 Ground Floor lobby | Co2 | 2kg | 2020
Trinity College - Trinity Hall (Block 3) | 001 house 87 4th floor 87.14 kitchen | Dry Powder | 1kg | 2021
Trinity College - Trinity Hall (Block 3) | 002 house 87 4th floor 87.14 kitchen | Fire Blanket | 1.2m x 1.2m | 2021
Trinity College - Trinity Hall (Block 3) | 003 house 87 4th floor 85.15 kitchen | Dry Powder | 2kg | 2022
Trinity College - Trinity Hall (Block 3) | 004 house 87 4th floor 85.15 kitchen | Fire Blanket | 1.2m x 1.2m | 2021
Trinity College - Trinity Hall (Block 3) | 005 5th floor Plantroom | Co2 | 5kg | 2015
Trinity College - Trinity Hall (Block 3) | 006 house 87 4th floor outside elevator | Dry Powder | 4kg | 2021
Trinity College - Trinity Hall (Block 3) | 007 house 87 4th floor outside elevator | Co2 | 2kg | 2022
Trinity College - Trinity Hall (Block 3) | 008 house 87 floor 3 87.11 kitchen | Dry Powder | 1kg | 2019
Trinity College - Trinity Hall (Block 3) | 009 house 87 floor 3 87.11 kitchen | Fire Blanket | 1.2m x 1.2m | 2021
Trinity College - Trinity Hall (Block 3) | 010 house 87 floor 3 87.10 kitchen | Dry Powder | 1kg | 2021
Trinity College - Trinity Hall (Block 3) | 011 house 87 floor 3 87.10 kitchen | Fire Blanket | 1.2m x 1.2m | 2021
Trinity College - Trinity Hall (Block 3) | 012 house 87 floor 3 outside elevator | Foam | 6ltr | 2021
Trinity College - Trinity Hall (Block 3) | 012A house 87 floor 3 87.12 kitchen | Dry Powder | 1kg | 2019
Trinity College - Trinity Hall (Block 3) | 012B house 87 floor 3 87.12 kitchen | Fire Blanket | 1.2m x 1.2m | 2021
Trinity College - Trinity Hall (Block 3) | 013 house 87 floor 3 outside elevator | Co2 | 2kg | 2018
Trinity College - Trinity Hall (Block 3) | 014 house 87 floor 2 87.8 kitchen | Dry Powder | 1kg | 2021
Trinity College - Trinity Hall (Block 3) | 015 house 87 floor 2 87.8 kitchen | Fire Blanket | 1.2m x 1.2m | 2021
Trinity College - Trinity Hall (Block 3) | 016 house 87 floor 2 87.7 kitchen | Dry Powder | 2kg | 2022
Trinity College - Trinity Hall (Block 3) | 017 house 87 floor 2 87.7 kitchen | Fire Blanket | 1.2m x 1.2m | 2021
Trinity College - Trinity Hall (Block 3) | 018 house 87 floor 2 87.9 kitchen | Dry Powder | 1kg | 2019
Trinity College - Trinity Hall (Block 3) | 019 house 87 floor 2 87.9 kitchen | Fire Blanket | 1.2m x 1.2m | 2021
Trinity College - Trinity Hall (Block 3) | 020 house 87 floor 2 outside elevator | Dry Powder | 4kg | 2021
Trinity College - Trinity Hall (Block 3) | 021 house 87 floor 2 outside elevator | Co2 | 2kg | 2020
Trinity College - Trinity Hall (Block 3) | 022 house 87 floor 1 87.6 kitchen | Dry Powder | 1kg | 2015
Trinity College - Trinity Hall (Block 3) | 023 house 87 floor 1 87.6 kitchen | Fire Blanket | 1.2m x 1.2m | 2021
Trinity College - Trinity Hall (Block 3) | 024 house 87 floor 1 outside elevator | Foam | 6ltr | 2021
Trinity College - Trinity Hall (Block 3) | 025 house 87 floor 1 outside elevator | Co2 | 2kg | 2018
Trinity College - Trinity Hall (Block 3) | 026 house 87 floor 1 87.5 kitchen | Dry Powder | 1kg | 2019
Trinity College - Trinity Hall (Block 3) | 027 house 87 floor 1 87.5 kitchen | Fire Blanket | 1.2m x 1.2m | 2021
Trinity College - Trinity Hall (Block 3) | 028 house 87 floor 1 87.4 kitchen | Dry Powder | 1kg | 2019
Trinity College - Trinity Hall (Block 3) | 029 house 87 floor 1 87.4 kitchen | Fire Blanket | 1.2m x 1.2m | 2021
Trinity College - Trinity Hall (Block 3) | 030 ground floor 87.3 kitchen | Dry Powder | 1kg | 2021
Trinity College - Trinity Hall (Block 3) | 031 ground floor 87.3 kitchen | Fire Blanket | 1.2m x 1.2m | 2021
Trinity College - Trinity Hall (Block 3) | 032 ground floor outside elevator | Foam | 6ltr | 2022
Trinity College - Trinity Hall (Block 3) | 033 ground floor outside elevator | Co2 | 2kg | 2020
Trinity College - Trinity Hall (Block 3) | 034 ground floor 87.2 kitchen | Dry Powder | 1kg | 2019
Trinity College - Trinity Hall (Block 3) | 035 ground floor 87.2 kitchen | Fire Blanket | 1.2m x 1.2m | 2021
Trinity College - Trinity Hall (Block 3) | 036 ground floor 87.1 kitchen | Dry Powder | 2kg | 2022
Trinity College - Trinity Hall (Block 3) | 037 ground floor 87.1 kitchen | Fire Blanket | 1.2m x 1.2m | 2021
Trinity College - Trinity Hall (Block 3) | 038 3rd floor 88.11 kitchen | Dry Powder | 2kg | 2022
Trinity College - Trinity Hall (Block 3) | 039 3rd floor 88.11 kitchen | Fire Blanket | 1.2m x 1.2m | 2021
Trinity College - Trinity Hall (Block 3) | 040 3rd floor staff apartment 88.12 kitchen | Dry Powder | 1kg | 2015
Trinity College - Trinity Hall (Block 3) | 041 3rd floor staff apartment 88.12 kitchen | Fire Blanket | 1.2m x 1.2m | 2021
Trinity College - Trinity Hall (Block 3) | 042 3rd floor outside elevator | Foam | 6ltr | 2021
Trinity College - Trinity Hall (Block 3) | 043 3rd floor outside elevator | Co2 | 2kg | 2015
Trinity College - Trinity Hall (Block 3) | 044 3rd floor 88.10 kitchen | Dry Powder | 1kg | 2017
Trinity College - Trinity Hall (Block 3) | 045 3rd Floor 88.10. kitchen | Fire Blanket | 1.2m x 1.2m | 2021
Trinity College - Trinity Hall (Block 3) | 046 3rd Floor house 88 plant room | Co2 | 5kg | 2015
Trinity College - Trinity Hall (Block 3) | 047 2nd floor 88.9 kitchen | Dry Powder | 2kg | 2022
Trinity College - Trinity Hall (Block 3) | 048 2nd.Floor 88.9 kitchen | Fire Blanket | 1.2m x 1.2m | 2021
Trinity College - Trinity Hall (Block 3) | 049 2nd floor outside elevator | Water | 6ltr | 2024
Trinity College - Trinity Hall (Block 3) | 050 2nd floor outside elevator | Co2 | 2kg | 2015
Trinity College - Trinity Hall (Block 3) | 051 2nd floor 88.8 kitchen | Dry Powder | 2kg | 2021
Trinity College - Trinity Hall (Block 3) | 052 2nd floor 88.8 kitchen | Fire Blanket | 1.2m x 1.2m | 2021
Trinity College - Trinity Hall (Block 3) | 053 2nd.Floor 88.7 kitchen | Dry Powder | 2kg | 2022
Trinity College - Trinity Hall (Block 3) | 054 2nd floor 88.7 kitchen | Fire Blanket | 1.2m x 1.2m | 2021
Trinity College - Trinity Hall (Block 3) | 055 1st floor 88.6 kitchen | Dry Powder | 2kg | 2022
Trinity College - Trinity Hall (Block 3) | 056 1st floor 88.6 kitchen | Fire Blanket | 1.2m x 1.2m | 2021
Trinity College - Trinity Hall (Block 3) | 057 1st floor outside elevator | Foam | 6ltr | 2021
Trinity College - Trinity Hall (Block 3) | 058 1st floor outside elevator | Co2 | 2kg | 2015
Trinity College - Trinity Hall (Block 3) | 059 1st floor 88.5 kitchen | Dry Powder | 2kg | 2022
Trinity College - Trinity Hall (Block 3) | 060. 1st floor 88.5 kitchen | Fire Blanket | 1.2m x 1.2m | 2021
Trinity College - Trinity Hall (Block 3) | 061 1st floor 88.4 kitchen | Dry Powder | 1kg | 2021
Trinity College - Trinity Hall (Block 3) | 062 1st floor 88.4 kitchen | Fire Blanket | 1.2m x 1.2m | 2022
Trinity College - Trinity Hall (Block 3) | 063 ground floor 88.3 kitchen | Dry Powder | 1kg | 2017
Trinity College - Trinity Hall (Block 3) | 064 ground floor 88.3 kitchen | Fire Blanket | 1.2m x 1.2m | 2021
Trinity College - Trinity Hall (Block 3) | 065 ground floor outside elevator | Foam | 6ltr | 2022
Trinity College - Trinity Hall (Block 3) | 066 ground floor outside elevator | Co2 | 2kg | 2018
Trinity College - Trinity Hall (Block 3) | 067 ground floor 88.2 kitchen | Dry Powder | 1kg | 2017
Trinity College - Trinity Hall (Block 3) | 068 6th floor 81.26 kitchen | Fire Blanket | 1.2m x 1.2m | 2021
Trinity College - Trinity Hall (Block 3) | 069 ground floor 88.1 kitchen | Dry Powder | 1kg | 2021
Trinity College - Trinity Hall (Block 3) | 070 ground floor 88.1 kitchen | Fire Blanket | 1.2m x 1.2m | 2022
Trinity College - Trinity Hall (Block 3) | 071 3rd floor 89.12 kitchen | Dry Powder | 1kg | 2019
Trinity College - Trinity Hall (Block 3) | 072 3rd floor 89.12 kitchen | Fire Blanket | 1.2m x 1.2m | 2021
Trinity College - Trinity Hall (Block 3) | 073 3rd.Floor outside elevator | Dry Powder | 4kg | 2019
Trinity College - Trinity Hall (Block 3) | 074 3rd.Floor outside elevator | Co2 | 2kg | 2015
Trinity College - Trinity Hall (Block 3) | 075 3rd floor 89.11 kitchen | Dry Powder | 1kg | 2017
Trinity College - Trinity Hall (Block 3) | 076 3rd floor 89.11 kitchen | Fire Blanket | 1.2m x 1.2m | 2021
Trinity College - Trinity Hall (Block 3) | 077 3rd floor 89.10 kitchen | Dry Powder | 2kg | 2023
Trinity College - Trinity Hall (Block 3) | 078 3rd floor 89.10 kitchen | Fire Blanket | 1.2m x 1.2m | 2021
Trinity College - Trinity Hall (Block 3) | 079 3rd floor house 89 plant room | Co2 | 5kg | 2015
Trinity College - Trinity Hall (Block 3) | 080 2nd floor 89.9 kitchen | Dry Powder | 1kg | 2017
Trinity College - Trinity Hall (Block 3) | 081 2nd.Floor 89.9 kitchen | Fire Blanket | 1.2m x 1.2m | 2021
Trinity College - Trinity Hall (Block 3) | 082 2nd.Floor outside elevator | Water | 6ltr | 2022
Trinity College - Trinity Hall (Block 3) | 083 2nd.Floor outside elevator | Co2 | 2kg | 2015
Trinity College - Trinity Hall (Block 3) | 084 2nd floor 89.8 kitchen | Dry Powder | 1kg | 2019
Trinity College - Trinity Hall (Block 3) | 085 2nd.Floor 89.8 kitchen | Fire Blanket | 1.2m x 1.2m | 2021
Trinity College - Trinity Hall (Block 3) | 086 2nd floor 89.7 kitchen | Dry Powder | 1kg | 2017
Trinity College - Trinity Hall (Block 3) | 087 2nd floor 89.7 kitchen | Fire Blanket | 1.2m x 1.2m | 2021
Trinity College - Trinity Hall (Block 3) | 088 1st floor 89.6 kitchen | Dry Powder | 1kg | 2016
Trinity College - Trinity Hall (Block 3) | 089 1st floor 89.6 kitchen | Fire Blanket | 1.2m x 1.2m | 2021
Trinity College - Trinity Hall (Block 3) | 090 1st floor outside elevator | Foam | 6ltr | 2020
Trinity College - Trinity Hall (Block 3) | 091 1st floor outside elevator | Co2 | 2kg | 2015
Trinity College - Trinity Hall (Block 3) | 092 2nd.Floor 89.5 kitchen | Dry Powder | 1kg | 2017
Trinity College - Trinity Hall (Block 3) | 093 2nd floor 89.5 kitchen | Fire Blanket | 1.2m x 1.2m | 2021
Trinity College - Trinity Hall (Block 3) | 093 first floor 89.4 kitchen | Dry Powder | 2kg | 2023
Trinity College - Trinity Hall (Block 3) | 093A first floor 89.4 kitchen | Fire Blanket | 1.2m x 1.2m | 2021
Trinity College - Trinity Hall (Block 3) | 094 ground floor 88.3 kitchen | Dry Powder | 2kg | 2017
Trinity College - Trinity Hall (Block 3) | 095 ground floor 88.3 kitchen | Fire Blanket | 1.2m x 1.2m | 2021
Trinity College - Trinity Hall (Block 3) | 096 ground floor outide elevator | Water | 6ltr | 2022
Trinity College - Trinity Hall (Block 3) | 097 ground floor outside elevator | Co2 | 2kg | 2022
Trinity College - Trinity Hall (Block 3) | 098 ground floor 89.2 kitchen | Dry Powder | 2kg | 2023
Trinity College - Trinity Hall (Block 3) | 099 ground floor 89.2 kitchen | Fire Blanket | 1.2m x 1.2m | 2021
Trinity College - Trinity Hall (Block 3) | 100 ground floor 89.1 kitchen | Dry Powder | 2kg | 2018
Trinity College - Trinity Hall (Block 3) | 101 ground.Floor 89.1 kitchen | Fire Blanket | 1.2m x 1.2m | 2021
Trinity College - Trinity Hall (Block 3) | 102 3rd floor 90.11 kitchen | Dry Powder | 1kg | 2017
Trinity College - Trinity Hall (Block 3) | 103 3rd floor 90.11 kitchen | Fire Blanket | 1.2m x 1.2m | 2021
Trinity College - Trinity Hall (Block 3) | 104 3rd floor 90.10 kitchen | Dry Powder | 1kg | 2017
Trinity College - Trinity Hall (Block 3) | 105 3rd floor 90.10 kitchen | Fire Blanket | 1.2m x 1.2m | 2021
Trinity College - Trinity Hall (Block 3) | 106 3rd floor outside elevator | Water | 6ltr | 2022
Trinity College - Trinity Hall (Block 3) | 107 3rd floor outside elevator | Co2 | 2kg | 2015
Trinity College - Trinity Hall (Block 3) | 107A 3rd floor house 90 plant room | Co2 | 5kg | 2015
Trinity College - Trinity Hall (Block 3) | 108 2nd floor 90.9 kitchen | Dry Powder | 1kg | 2017
Trinity College - Trinity Hall (Block 3) | 109 2nd.Floor 90.9 kitchen | Fire Blanket | 1.2m x 1.2m | 2021
Trinity College - Trinity Hall (Block 3) | 110 2nd.Floor 90.8 kitchen | Dry Powder | 2kg | 2018
Trinity College - Trinity Hall (Block 3) | 111 2nd.Floor 90.8 kitchen | Fire Blanket | 1.2m x 1.2m | 2021
Trinity College - Trinity Hall (Block 3) | 112 2nd floor 90.7 kitchen | Dry Powder | 2kg | 2023
Trinity College - Trinity Hall (Block 3) | 113 2nd.Floor 90.7 kitchen | Fire Blanket | 1.2m x 1.2m | 2021
Trinity College - Trinity Hall (Block 3) | 114 2nd floor outside elevator | Dry Powder | 9kg | 2023
Trinity College - Trinity Hall (Block 3) | 115 2nd floor outside elevator | Co2 | 2kg | 2015
Trinity College - Trinity Hall (Block 3) | 116 1st floor 90.5 kitchen | Dry Powder | 1kg | 2017
Trinity College - Trinity Hall (Block 3) | 117 1st floor 90.5 kitchen | Fire Blanket | 1.2m x 1.2m | 2021
Trinity College - Trinity Hall (Block 3) | 118 1st floor 90.6 kitchen | Dry Powder | 1kg | 2019
Trinity College - Trinity Hall (Block 3) | 119 1st floor 90.6 kitchen | Fire Blanket | 1.2m x 1.2m | 2021
Trinity College - Trinity Hall (Block 3) | 120 1st floor 90.4 kitchen | Dry Powder | 1kg | 2017
Trinity College - Trinity Hall (Block 3) | 121 1st floor 90.4 kitchen | Fire Blanket | 1.2m x 1.2m | 2021
Trinity College - Trinity Hall (Block 3) | 122 1st floor outside elevator | Dry Powder | 6kg | 2022
Trinity College - Trinity Hall (Block 3) | 123 1st floor outside elevator | Co2 | 2kg | 2015
Trinity College - Trinity Hall (Block 3) | 124 ground floor 90.3 kitchen | Dry Powder | 1kg | 2021
Trinity College - Trinity Hall (Block 3) | 125 ground floor 90.3 kitchen | Fire Blanket | 1.2m x 1.2m | 2021
Trinity College - Trinity Hall (Block 3) | 126 ground floor 90.2 kitchen | Dry Powder | 1kg | 2019
Trinity College - Trinity Hall (Block 3) | 127 ground floor 90.2 kitchen | Fire Blanket | 1.2m x 1.2m | 2021
Trinity College - Trinity Hall (Block 3) | 128 ground floor 90.1 kitchen | Dry Powder | 1kg | 2017
Trinity College - Trinity Hall (Block 3) | 129 ground floor 90.1 kitchen | Fire Blanket | 1.2m x 1.2m | 2021
Trinity College - Trinity Hall (Block 3) | 130 ground floor outside elevator | Dry Powder | 6kg | 2022
Trinity College - Trinity Hall (Block 3) | 131 ground floor outside elevator | Co2 | 2kg | 2022
Trinity College - Trinity Hall (Block 3) | 132 4th flour 91.15 kitchen | Dry Powder | 1kg | 2019
Trinity College - Trinity Hall (Block 3) | 133 4th floor 91.15 kitchen | Fire Blanket | 1.2m x 1.2m | 2021
Trinity College - Trinity Hall (Block 3) | 134 4th floor 91.14 kitchen | Dry Powder | 1kg | 2017
Trinity College - Trinity Hall (Block 3) | 135 4th floor 91.14 kitchen | Fire Blanket | 1.2m x 1.2m | 2021
Trinity College - Trinity Hall (Block 3) | 136 4th floor outside elevator | Foam | 6ltr | 2021
Trinity College - Trinity Hall (Block 3) | 137 4th floor outside elevator | Co2 | 2kg | 2022
Trinity College - Trinity Hall (Block 3) | 138 plant room house 91 | Co2 | 5kg | 2015
Trinity College - Trinity Hall (Block 3) | 139 3rd floor 91.12 kitchen | Dry Powder | 1kg | 2019
Trinity College - Trinity Hall (Block 3) | 140 3rd floor 91.12 kitchen | Fire Blanket | 1.2m x 1.2m | 2021
Trinity College - Trinity Hall (Block 3) | 141 3rd floor 91.11 kitchen | Dry Powder | 1kg | 2019
Trinity College - Trinity Hall (Block 3) | 142 3rd floor 91.11 kitchen | Fire Blanket | 1.2m x 1.2m | 2021
Trinity College - Trinity Hall (Block 3) | 143 3rd floor outside elevator | Foam | 6ltr | 2015
Trinity College - Trinity Hall (Block 3) | 144 3rd floor outside elevator | Co2 | 2kg | 2021
Trinity College - Trinity Hall (Block 3) | 145 3rd.Floor 91.10 kitchen | Dry Powder | 1kg | 2017
Trinity College - Trinity Hall (Block 3) | 146 3rd floor 91.10 kitchen | Fire Blanket | 1.2m x 1.2m | 2021
Trinity College - Trinity Hall (Block 3) | 147 2nd floor 91.9 kitchen | Dry Powder | 1kg | 2017
Trinity College - Trinity Hall (Block 3) | 148 2nd floor 91.9 kitchen | Fire Blanket | 1.2m x 1.2m | 2021
Trinity College - Trinity Hall (Block 3) | 149 2nd floor 91.8 kitchen | Dry Powder | 1kg | 2017
Trinity College - Trinity Hall (Block 3) | 150 2nd floor 91.8 kitchen | Fire Blanket | 1.2m x 1.2m | 2021
Trinity College - Trinity Hall (Block 3) | 151 2nd floor outside elevator | Water | 6ltr | 2022
Trinity College - Trinity Hall (Block 3) | 152 2nd floor outside elevator | Co2 | 2kg | 2021
Trinity College - Trinity Hall (Block 3) | 153 2nd floor 91.7 kitchen | Dry Powder | 1kg | 2017
Trinity College - Trinity Hall (Block 3) | 154 2nd floor 91.7 kitchen | Fire Blanket | 1.2m x 1.2m | 2021
Trinity College - Trinity Hall (Block 3) | 155 1st floor 91.6 kitchen | Dry Powder | 1kg | 2017
Trinity College - Trinity Hall (Block 3) | 156 1st floor 91.6 kitchen | Fire Blanket | 1.2m x 1.2m | 2021
Trinity College - Trinity Hall (Block 3) | 157 1st floor 91.5 kitchen | Dry Powder | 1kg | 2016
Trinity College - Trinity Hall (Block 3) | 158 1st floor 91.5 kitchen | Fire Blanket | 1.2m x 1.2m | 2021
Trinity College - Trinity Hall (Block 3) | 159 1st floor outside elevator | Water | 6ltr | 2022
Trinity College - Trinity Hall (Block 3) | 160 1st floor outside elevator | Co2 | 2kg | 2021
Trinity College - Trinity Hall (Block 3) | 161 1st floor 91.4 kitchen | Dry Powder | 1kg | 2015
Trinity College - Trinity Hall (Block 3) | 162 1st floor 91.4 kitchen | Fire Blanket | 1.2m x 1.2m | 2021
Trinity College - Trinity Hall (Block 3) | 163 ground floor 91.3 kitchen | Dry Powder | 1kg | 2019
Trinity College - Trinity Hall (Block 3) | 164 ground floor 91.3 kitchen | Fire Blanket | 1.2m x 1.2m | 2019
Trinity College - Trinity Hall (Block 3) | 165 ground floor 91.2 kitchen | Dry Powder | 1kg | 2016
Trinity College - Trinity Hall (Block 3) | 166 ground floor 91.2 kitchen | Fire Blanket | 1.2m x 1.2m | 2021
Trinity College - Trinity Hall (Block 3) | 167 ground floor outside elevator | Foam | 6ltr | 2020
Trinity College - Trinity Hall (Block 3) | 168 ground floor outside elevator | Co2 | 2kg | 2021
Trinity College - Trinity Hall (Block 3) | 169 ground floor 91.1 kitchen | Dry Powder | 1kg | 2017
Trinity College - Trinity Hall (Block 3) | 170 ground floor 91.1 kitchen | Fire Blanket | 1.8m x 1.2m | 2023
Trinity College - Trinity Health Centre (St James' Hospital) | 001 2nd Floor Beside the Lift | Dry Powder | 6kg | 2021
Trinity College - Trinity Health Centre (St James' Hospital) | 001A Roof Plant Room 1 through fire exit to stairs | Dry Powder | 6kg | 2021
Trinity College - Trinity Health Centre (St James' Hospital) | 001B Roof Plant Room 1 | Co2 | 5kg | 2024
Trinity College - Trinity Health Centre (St James' Hospital) | 001C Roof Plant Room opposite side | Co2 | 2kg | 2020
Trinity College - Trinity Health Centre (St James' Hospital) | 002 2nd Floor Beside the lift | Co2 | 2kg | 2021
Trinity College - Trinity Health Centre (St James' Hospital) | 003 2nd Floor Outside 3.25 | Co2 | 2kg | 2021
Trinity College - Trinity Health Centre (St James' Hospital) | 006 2nd Floor Outside 3.32 | Water | 6ltr | 2022
Trinity College - Trinity Health Centre (St James' Hospital) | 007 2nd Floor Outside 3.32 | Co2 | 2kg | 2021
Trinity College - Trinity Health Centre (St James' Hospital) | 008 2nd Floor Lab 3.80 (C0134) | Foam | 6ltr | 2020
Trinity College - Trinity Health Centre (St James' Hospital) | 009 2nd Floor Lab 3.80 | Co2 | 2kg | 2021
Trinity College - Trinity Health Centre (St James' Hospital) | 011 2nd Floor Lab Cellix 3.81 | Water | 6ltr | 2023
Trinity College - Trinity Health Centre (St James' Hospital) | 012 2nd Floor Lab Cellix 3.81 | Co2 | 2kg | 2015
Trinity College - Trinity Health Centre (St James' Hospital) | 013 2nd Floor Lab 3.49 | Co2 | 2kg | 2024
Trinity College - Trinity Health Centre (St James' Hospital) | 014 8512 2nd Floor Outside 3.50 | Dry Powder | 4kg | 2016
Trinity College - Trinity Health Centre (St James' Hospital) | 015 2nd Floor Outside 3.50 | Co2 | 2kg | 2024
Trinity College - Trinity Health Centre (St James' Hospital) | 016 2nd Floor Outside 3.44 | Water | 6ltr | 2022
Trinity College - Trinity Health Centre (St James' Hospital) | 017 2nd Floor Outside 3.44 | Co2 | 2kg | 2024
Trinity College - Trinity Health Centre (St James' Hospital) | 018 2nd Floor Outside 3.17b | Water | 6ltr | 2022
Trinity College - Trinity Health Centre (St James' Hospital) | 019 2nd Floor Outside 3.17b | Co2 | 2kg | 2021
Trinity College - Trinity Health Centre (St James' Hospital) | 020 2nd Floor Outside Store Room B | Dry Powder | 6kg | 2021
Trinity College - Trinity Health Centre (St James' Hospital) | 021 2nd Floor Outside Store Room B | Co2 | 2kg | 2021
Trinity College - Trinity Health Centre (St James' Hospital) | 022 2nd Floor Outside Room 3.01 | Dry Powder | 4kg | 2021
Trinity College - Trinity Health Centre (St James' Hospital) | 023 2nd Floor Outside 3.01 | Co2 | 2kg | 2021
Trinity College - Trinity Health Centre (St James' Hospital) | 023A Roof Plant Room 2 through fire exit door | Co2 | 5kg | 2024
Trinity College - Trinity Health Centre (St James' Hospital) | 023B Roof Plant Room 2 | Dry Powder | 9kg | 2023
Trinity College - Trinity Health Centre (St James' Hospital) | 023C Roof Plant Room 2 | Co2 | 5kg | 2023
Trinity College - Trinity Health Centre (St James' Hospital) | 023D Plant Room Lift Motor Room 2 (AUTO) | Dry Powder | 6kg | 2023
Trinity College - Trinity Health Centre (St James' Hospital) | 024 1st Floor Corridor Right | Foam | 6ltr | 2021
Trinity College - Trinity Health Centre (St James' Hospital) | 025 1st floor corridor Right | Co2 | 2kg | 2021
Trinity College - Trinity Health Centre (St James' Hospital) | 026 1st Floor Inside 2.57 | Dry Powder | 2kg | 2021
Trinity College - Trinity Health Centre (St James' Hospital) | 027 1st floor inside 2.57 | Co2 | 2kg | 2022
Trinity College - Trinity Health Centre (St James' Hospital) | 028 1st Floor inside 2.57 | Fire Blanket | 1.0m x 1.0m | 2020
Trinity College - Trinity Health Centre (St James' Hospital) | 029 1st Floor Inside Room 2.59 | Dry Powder | 2kg | 2022
Trinity College - Trinity Health Centre (St James' Hospital) | 030 1st Floor Inside Room 2.59 | Co2 | 2kg | 2022
Trinity College - Trinity Health Centre (St James' Hospital) | 031 1st Floor Inside Room 2.59 | Fire Blanket | 1.0m x 1.0m | 2020
Trinity College - Trinity Health Centre (St James' Hospital) | 032 1st floor Inside 2.63/4 (CLASS D) | Dry Powder | 9kg (L2) | 2022
Trinity College - Trinity Health Centre (St James' Hospital) | 033 1st floor Inside 2.63/4 | Co2 | 2kg | 2022
Trinity College - Trinity Health Centre (St James' Hospital) | 034 1st Floor Lab 2.63/4 | Foam | 6ltr | 2021
Trinity College - Trinity Health Centre (St James' Hospital) | 035 1st Floor Inside 2.63/4 | Fire Blanket | 1.2m x 1.2m | 2020
Trinity College - Trinity Health Centre (St James' Hospital) | 036 1st Floor Inside 2.63/4 | Dry Powder | 2kg | 2022
Trinity College - Trinity Health Centre (St James' Hospital) | 037 1st floor inside 2.63/4 | Co2 | 2kg | 2022
Trinity College - Trinity Health Centre (St James' Hospital) | 038 1st Floor Inside room 2.63/4 | Fire Blanket | 1.2m x 1.2m | 2020
Trinity College - Trinity Health Centre (St James' Hospital) | 039 Room 2.61A | Dry Powder | 2kg | 2022
Trinity College - Trinity Health Centre (St James' Hospital) | 040 Room 2.61A | Co2 | 2kg | 2022
Trinity College - Trinity Health Centre (St James' Hospital) | 041 Room 2.61A | Fire Blanket | 1.0m x 1.0m | 2020
Trinity College - Trinity Health Centre (St James' Hospital) | 042 1st Floor Beside the Lift | Dry Powder | 6kg | 2020
Trinity College - Trinity Health Centre (St James' Hospital) | 043 1st Floor beside the lift | Co2 | 2kg | 2021
Trinity College - Trinity Health Centre (St James' Hospital) | 044 1st Floor Outside 2.01 | Dry Powder | 6kg | 2021
Trinity College - Trinity Health Centre (St James' Hospital) | 045 1st Floor Outside 2.01 | Co2 | 2kg | 2019
Trinity College - Trinity Health Centre (St James' Hospital) | 046 1st Floor Corridor outside 2.01 | Fire Blanket | 1.0m x 1.0m | 2018
Trinity College - Trinity Health Centre (St James' Hospital) | 047 1st Floor Lab 2.20 | Dry Powder | 2kg | 2021
Trinity College - Trinity Health Centre (St James' Hospital) | 048 1st floor lab 2.20 | Co2 | 2kg | 2021
Trinity College - Trinity Health Centre (St James' Hospital) | 049 1st Floor Lab 2.20 | Fire Blanket | 1.0m x 1.0m | 2020
Trinity College - Trinity Health Centre (St James' Hospital) | 050 1st Floor Inside Bio Lab 2.03 | Dry Powder | 2kg | 2021
Trinity College - Trinity Health Centre (St James' Hospital) | 051 1st Floor Inside Bio Lab | Co2 | 2kg | 2021
Trinity College - Trinity Health Centre (St James' Hospital) | 052 1st Floor Inside Bio Lab | Fire Blanket | 1.0m x 1.0m | 2020
Trinity College - Trinity Health Centre (St James' Hospital) | 053 1st Floor Inside Bio Lab 2.04 | Dry Powder | 2kg | 2015
Trinity College - Trinity Health Centre (St James' Hospital) | 054 1st Floor Inside Bio Lab | Co2 | 2kg | 2021
Trinity College - Trinity Health Centre (St James' Hospital) | 055 1st Floor Inside Bio Lab | Fire Blanket | 1.0m x 1.0m | 2020
Trinity College - Trinity Health Centre (St James' Hospital) | 056 1st Floor Outside 2.105 | Foam | 6ltr | 2022
Trinity College - Trinity Health Centre (St James' Hospital) | 057 1st floor outside 2.105 | Co2 | 2kg | 2021
Trinity College - Trinity Health Centre (St James' Hospital) | 058 1st Floor inside room 2.21 (C7350) | Co2 | 2kg | 2021
Trinity College - Trinity Health Centre (St James' Hospital) | 059 1st Floor Inside Room 2.21 | Fire Blanket | 1.0m x 1.0m | 2020
Trinity College - Trinity Health Centre (St James' Hospital) | 060 1st Floor Inside Room 2.101 (cyz076) | Dry Powder | 2kg | 2022
Trinity College - Trinity Health Centre (St James' Hospital) | 061 1st floor Inside Room 2.101 | Co2 | 2kg | 2022
Trinity College - Trinity Health Centre (St James' Hospital) | 062 1st Floor Inside Room 2.101 | Fire Blanket | 1.0m x 1.0m | 2020
Trinity College - Trinity Health Centre (St James' Hospital) | 063 1st Floor Inside 2.104 (C0156) | Dry Powder | 2kg | 2016
Trinity College - Trinity Health Centre (St James' Hospital) | 064 1st floor inside 2.104 | Co2 | 2kg | 2024
Trinity College - Trinity Health Centre (St James' Hospital) | 065 1st Floor Inside 2.104 | Fire Blanket | 1.0m x 1.0m | 2020
Trinity College - Trinity Health Centre (St James' Hospital) | 065A 1st Floor Inside Room 2.25 (CZ926) | Co2 | 2kg | 2021
Trinity College - Trinity Health Centre (St James' Hospital) | 065B 1st Floor Inside Room 2.25 | Fire Blanket | 1.0m x 1.0m | 2020
Trinity College - Trinity Health Centre (St James' Hospital) | 066 1st Floor outside 2.08 | Dry Powder | 4kg | 2016
Trinity College - Trinity Health Centre (St James' Hospital) | 067 1st Floor Outside 2.08 | Co2 | 2kg | 2024
Trinity College - Trinity Health Centre (St James' Hospital) | 068 1st Floor Outside 2.08 | Fire Blanket | 1.8m x 1.2m | 2018
Trinity College - Trinity Health Centre (St James' Hospital) | 069 1st Floor Inside Room 2.08 (CXY467) | Dry Powder | 2kg | 2022
Trinity College - Trinity Health Centre (St James' Hospital) | 070 1st Floor inside room 2.08 | Co2 | 2kg | 2021
Trinity College - Trinity Health Centre (St James' Hospital) | 071 1st Floor Inside Room 2.08 | Fire Blanket | 1.0m x 1.0m | 2020
Trinity College - Trinity Health Centre (St James' Hospital) | 072 1st Floor Inside Room 2.09 | Dry Powder | 2kg | 2020
Trinity College - Trinity Health Centre (St James' Hospital) | 073 1st floor inside room 2.09 | Co2 | 2kg | 2021
Trinity College - Trinity Health Centre (St James' Hospital) | 074 1st Floor Inside Room 2.09 | Fire Blanket | 1.0m x 1.0m | 2020
Trinity College - Trinity Health Centre (St James' Hospital) | 075 1st Floor Inside Room 2.28 | Dry Powder | 2kg | 2022
Trinity College - Trinity Health Centre (St James' Hospital) | 076 1st Floor Inside Room 2.28 | Co2 | 2kg | 2021
Trinity College - Trinity Health Centre (St James' Hospital) | 077 1st Floor Inisde Room 2.28 | Fire Blanket | 1.0m x 1.0m | 2020
Trinity College - Trinity Health Centre (St James' Hospital) | 078 1st Floor Inside Room 2.10 | Dry Powder | 2kg | 2022
Trinity College - Trinity Health Centre (St James' Hospital) | 079 1st Floor Inside Room 2.10 | Co2 | 2kg | 2021
Trinity College - Trinity Health Centre (St James' Hospital) | 080 1st Floor Inside Room 2.10 | Fire Blanket | 1.0m x 1.0m | 2020
Trinity College - Trinity Health Centre (St James' Hospital) | 081 1st Floor Outside 2.11 | Dry Powder | 6kg | 2021
Trinity College - Trinity Health Centre (St James' Hospital) | 082 1st Floor Outside 2.11 | Co2 | 2kg | 2022
Trinity College - Trinity Health Centre (St James' Hospital) | 083 1st Floor Inside Room 2.30 | Dry Powder | 2kg | 2021
Trinity College - Trinity Health Centre (St James' Hospital) | 084 1st Floor Inside Room 2.30 | Co2 | 2kg | 2021
Trinity College - Trinity Health Centre (St James' Hospital) | 085 1st Floor Inside Room 2.30 | Fire Blanket | 1.0m x 1.0m | 2022
Trinity College - Trinity Health Centre (St James' Hospital) | 086 1st Floor Outside 2.15 | Dry Powder | 6kg | 2021
Trinity College - Trinity Health Centre (St James' Hospital) | 087 1st Floor Outside 2.15 | Co2 | 2kg | 2021
Trinity College - Trinity Health Centre (St James' Hospital) | 088 1st Floof Outside 2.66 | Foam | 6ltr | 2020
Trinity College - Trinity Health Centre (St James' Hospital) | 089 1st floor outside 2.66 | Co2 | 2kg | 2022
Trinity College - Trinity Health Centre (St James' Hospital) | 090 1st Floor Staff Kitchen | Dry Powder | 1kg | 2022
Trinity College - Trinity Health Centre (St James' Hospital) | 091 1st Floor Staff Kitchen | Fire Blanket | 1.0m x 1.0m | 2020
Trinity College - Trinity Health Centre (St James' Hospital) | 092 1st Floor outside 2.78 | Foam | 6ltr | 2020
Trinity College - Trinity Health Centre (St James' Hospital) | 093 1st floor outside 2.78 | Co2 | 2kg | 2022
Trinity College - Trinity Health Centre (St James' Hospital) | 094 1st floor outside 2.98 | Dry Powder | 6kg | 2021
Trinity College - Trinity Health Centre (St James' Hospital) | 095 1st floor outside 2.98 | Co2 | 2kg | 2022
Trinity College - Trinity Health Centre (St James' Hospital) | 096 1st Floor Main Corridor | Dry Powder | 6kg | 2021
Trinity College - Trinity Health Centre (St James' Hospital) | 097 1st Floor Main Corridor | Co2 | 2kg | 2022
Trinity College - Trinity Health Centre (St James' Hospital) | 098 1st Floor Outside 2.54 | Dry Powder | 2kg | 2022
Trinity College - Trinity Health Centre (St James' Hospital) | 099 1st Floor outside 2.54 | Co2 | 2kg | 2022
Trinity College - Trinity Health Centre (St James' Hospital) | 100 1st Floor Outside 2.84 | Dry Powder | 2kg | 2022
Trinity College - Trinity Health Centre (St James' Hospital) | 101 1st floor outside 2.84 | Co2 | 2kg | 2022
Trinity College - Trinity Health Centre (St James' Hospital) | 102 1st Floor Inside 2.85 | Fire Blanket | 1.2m x 1.2m | 2021
Trinity College - Trinity Health Centre (St James' Hospital) | 103 1st Floor Library Behind Counter | Co2 | 2kg | 2021
Trinity College - Trinity Health Centre (St James' Hospital) | 104 1st Floor Library Ref 153 - 823 | Water | 6ltr | 2023
Trinity College - Trinity Health Centre (St James' Hospital) | 105 1st Floor Library at aisle Ref 153 - 823 | Co2 | 2kg | 2021
Trinity College - Trinity Health Centre (St James' Hospital) | 106 1st Floor Library aisle opposite counter | Water | 6ltr | 2023
Trinity College - Trinity Health Centre (St James' Hospital) | 107 1st floor library aisle opposite counter | Co2 | 2kg | 2021
Trinity College - Trinity Health Centre (St James' Hospital) | 108 1st Floor Corridor Opposite Library | Water | 6ltr | 2021
Trinity College - Trinity Health Centre (St James' Hospital) | 109 1st Floor Corridor Opposite Library | Co2 | 2kg | 2021
Trinity College - Trinity Health Centre (St James' Hospital) | 110 1st Floor Corridor Opposite Library | Hose Reel | 19mm Fixed Auto Hose Reel
Trinity College - Trinity Health Centre (St James' Hospital) | 111 1st floor inside room 1.60 Corridor on right | Co2 | 2kg | 2021
Trinity College - Trinity Health Centre (St James' Hospital) | 112 1st Floor inside room 1.60 Corridor on right | Hose Reel | 19mm Fixed Auto Hose Reel
Trinity College - Trinity Health Centre (St James' Hospital) | 113 1st Floor Inside Room 1.55 | Dry Powder | 2kg | 2021
Trinity College - Trinity Health Centre (St James' Hospital) | 114 1st Floor Inside Room 1.55 | Co2 | 2kg | 2021
Trinity College - Trinity Health Centre (St James' Hospital) | 115 1st Floor Inside Room 1.55 | Fire Blanket | 1.2m x 1.2m | 2021
Trinity College - Trinity Health Centre (St James' Hospital) | 116 1st Floor Inside Room 1.55 | Dry Powder | 2kg | 2023
Trinity College - Trinity Health Centre (St James' Hospital) | 117 1st Floor Inside Room 1.55 | Co2 | 2kg | 2021
Trinity College - Trinity Health Centre (St James' Hospital) | 118 1st Floor Inside Room 1.55 | Fire Blanket | 1.0m x 1.0m | 2022
Trinity College - Trinity Health Centre (St James' Hospital) | 119 Outside Mac Neven Seminar Room | Foam | 6ltr | 2020
Trinity College - Trinity Health Centre (St James' Hospital) | 120 Outside Mac Neven Seminar Room | Co2 | 2kg | 2021
Trinity College - Trinity Health Centre (St James' Hospital) | 121 1st Floor Corridor Beside ladies toilets | Water | 6ltr | 2021
Trinity College - Trinity Health Centre (St James' Hospital) | 122 1st Floor Corridor Beside ladies toilets | Co2 | 2kg | 2024
Trinity College - Trinity Health Centre (St James' Hospital) | 123 1st Floor Beside Lift | Water | 6ltr | 2021
Trinity College - Trinity Health Centre (St James' Hospital) | 124 1st floor Beside lift | Co2 | 2kg | 2021
Trinity College - Trinity Health Centre (St James' Hospital) | 125 1st Floor Outside Room 1.43 | Water | 6ltr | 2021
Trinity College - Trinity Health Centre (St James' Hospital) | 126 1st Floor Outside Room 1.43 | Co2 | 2kg | 2021
Trinity College - Trinity Health Centre (St James' Hospital) | 127 1st Floor Outside Room 1.43 | Hose Reel | 19mm Fixed Auto Hose Reel
Trinity College - Trinity Health Centre (St James' Hospital) | 128 1st Floor Inside Room 1.43 | Dry Powder | 2kg | 2023
Trinity College - Trinity Health Centre (St James' Hospital) | 129 1st Floor Inside Room 1.43 | Co2 | 2kg | 2021
Trinity College - Trinity Health Centre (St James' Hospital) | 130 1st Floor Inside Room 1.43 | Fire Blanket | 1.0m x 1.0m | 2015
Trinity College - Trinity Health Centre (St James' Hospital) | 131 1st Floor Inside Room 1.44 | Dry Powder | 2kg | 2023
Trinity College - Trinity Health Centre (St James' Hospital) | 132 1st Floor Inisde Room 1.44 | Fire Blanket | 1.2m x 1.2m | 2020
Trinity College - Trinity Health Centre (St James' Hospital) | 133 1st Floor Inside Room 1.44 | Co2 | 2kg | 2021
Trinity College - Trinity Health Centre (St James' Hospital) | 134 1st Floor Outside Room 1.29 | Water | 6ltr | 2021
Trinity College - Trinity Health Centre (St James' Hospital) | 135 1st floor outside room 1.29 | Co2 | 2kg | 2021
Trinity College - Trinity Health Centre (St James' Hospital) | 136 1st Floor inside Room 1.27 | Dry Powder | 6kg | 2021
Trinity College - Trinity Health Centre (St James' Hospital) | 137 1st Floor inside Room 1.27 | Co2 | 2kg | 2021
Trinity College - Trinity Health Centre (St James' Hospital) | 138 1st Floor Inside Room 1.27 | Fire Blanket | 1.0m x 1.0m | 2021
Trinity College - Trinity Health Centre (St James' Hospital) | 139 1st Floor at Stairs | Hose Reel | 19mm Fixed Auto Hose Reel
Trinity College - Trinity Health Centre (St James' Hospital) | 139 1st Floor Outside Room 1.19 | Water | 6ltr | 2021
Trinity College - Trinity Health Centre (St James' Hospital) | 140 1st floor outside room 1.19 | Co2 | 2kg | 2021
Trinity College - Trinity Health Centre (St James' Hospital) | 142 1st Floor Outside Room 1.02A (1352) | Foam | 9ltr | 2022
Trinity College - Trinity Health Centre (St James' Hospital) | 143 1st Floor Outside Room 1.02A | Co2 | 2kg | 2021
Trinity College - Trinity Health Centre (St James' Hospital) | 144 1st Floor Inside Room 1.02 (1352) | Dry Powder | 6kg | 2023
Trinity College - Trinity Health Centre (St James' Hospital) | 145 1st Floor Inside Room 1.02 | Co2 | 2kg | 2021
Trinity College - Trinity Health Centre (St James' Hospital) | 146 1st Floor Inisde Room 1.02 | Fire Blanket | 1.2m x 1.2m | 2016
Trinity College - Trinity Health Centre (St James' Hospital) | 147 Outside Centre for learning & development | Water | 6ltr | 2021
Trinity College - Trinity Health Centre (St James' Hospital) | 148 Outside Centre for learning & development | Co2 | 2kg | 2021
Trinity College - Trinity Health Centre (St James' Hospital) | 149 Outside Room N31 | Hose Reel | 19mm Fixed Auto Hose Reel
Trinity College - Trinity Health Centre (St James' Hospital) | 150 Outside Room N31 | Water | 6ltr | 2021
Trinity College - Trinity Health Centre (St James' Hospital) | 151 Outside Room N31 | Co2 | 2kg | 2021
Trinity College - Trinity Health Centre (St James' Hospital) | 152 Inside Room N24 | Dry Powder | 2kg | 2021
Trinity College - Trinity Health Centre (St James' Hospital) | 153 Inside Room N24 | Co2 | 2kg | 2021
Trinity College - Trinity Health Centre (St James' Hospital) | 154 Outside Room N17 | Water | 6ltr | 2021
Trinity College - Trinity Health Centre (St James' Hospital) | 155 Outside Room N17 | Co2 | 2kg | 2021
Trinity College - Trinity Health Centre (St James' Hospital) | 156 Outside Room N15 | Water | 6ltr | 2021
Trinity College - Trinity Health Centre (St James' Hospital) | 157 Outside Room N15 | Co2 | 2kg | 2021
Trinity College - Trinity Health Centre (St James' Hospital) | 158 Outside Room N15 | Hose Reel | 19mm Fixed Auto Hose Reel
Trinity College - Trinity Health Centre (St James' Hospital) | 159 Outside Room N4 | Water | 6ltr | 2021
Trinity College - Trinity Health Centre (St James' Hospital) | 160 Outside Room N4 | Co2 | 2kg | 2021
Trinity College - Trinity Health Centre (St James' Hospital) | 161 Inside Room 0.02 | Dry Powder | 6kg | 2015
Trinity College - Trinity Health Centre (St James' Hospital) | 162 Inside Room 0.02 | Co2 | 2kg | 2021
Trinity College - Trinity Health Centre (St James' Hospital) | 163 Inside Room 0.02 | Fire Blanket | 1.0m x 1.0m | 2015
Trinity College - Trinity Health Centre (St James' Hospital) | 164 Inside Room 0.06 | Dry Powder | 6kg | 2023
Trinity College - Trinity Health Centre (St James' Hospital) | 165 Inside Room 0.06 | Co2 | 2kg | 2021
Trinity College - Trinity Health Centre (St James' Hospital) | 166 Inside Room 0.06 | Fire Blanket | 1.0m x 1.0m | 2021
Trinity College - Trinity Health Centre (St James' Hospital) | 167 Outside Room 0.07 | Water | 6ltr | 2021
Trinity College - Trinity Health Centre (St James' Hospital) | 168 Outside Room 0.07 | Co2 | 2kg | 2021
Trinity College - Trinity Health Centre (St James' Hospital) | 169 Outside Room 0.18 | Hose Reel | 19mm Fixed Auto Hose Reel
Trinity College - Trinity Health Centre (St James' Hospital) | 170 Outside Room 0.18 | Water | 6ltr | 2021
Trinity College - Trinity Health Centre (St James' Hospital) | 171 Outside Room 0.18 | Co2 | 2kg | 2021
Trinity College - Trinity Health Centre (St James' Hospital) | 172 Montgomery Lecture Theatre | Water | 6ltr | 2021
Trinity College - Trinity Health Centre (St James' Hospital) | 173 Montgomery Lecture Theatre | Co2 | 2kg | 2021
Trinity College - Trinity Health Centre (St James' Hospital) | 174 Lecture Theatre Projection Room | Co2 | 2kg | 2021
Trinity College - Trinity Health Centre (St James' Hospital) | 175 Lecture Theatre Rear Exit | Water | 6ltr | 2021
Trinity College - Trinity Health Centre (St James' Hospital) | 176 Lecture Theatre Rear Exit | Co2 | 2kg | 2021
Trinity College - Trinity Health Centre (St James' Hospital) | 177 Lecture Theatre Rear Exit | Hose Reel | 19mm Fixed Auto Hose Reel
Trinity College - Trinity Health Centre (St James' Hospital) | 178 William Strokes P/G Centre 1st floor | Water | 6ltr | 2021
Trinity College - Trinity Health Centre (St James' Hospital) | 179 William Stokes P/G Centre 1st floor | Co2 | 2kg | 2021
Trinity College - Trinity Health Centre (St James' Hospital) | 180 William Stokes P/G Centre Kitchen | Dry Powder | 1kg | 2016
Trinity College - Trinity Health Centre (St James' Hospital) | 181 William Stokes P/G Centre Kitchen | Fire Blanket | 1.0m x 1.0m | 2018
Trinity College - Trinity Health Centre (St James' Hospital) | 182 The Seton Pringle Room | Water | 6ltr | 2021
Trinity College - Trinity Health Centre (St James' Hospital) | 183 The Seton Pringle Room | Co2 | 2kg | 2021
Trinity College - Trinity Health Centre (St James' Hospital) | 184 2nd Floor William Strokes P/G Centre 10 | Water | 6ltr | 2021
Trinity College - Trinity Health Centre (St James' Hospital) | 185 2nd Floor William Stokes P/G Centre 10 | Co2 | 2kg | 2021
Trinity College - Trinity Health Centre (St James' Hospital) | 186 2nd Floor William Storkes P/G Centre 10 | Hose Reel | 19mm Fixed Auto Hose Reel
Trinity College - Trinity Health Centre (St James' Hospital) | 187 2nd Floor Outside Room PG17 | Water | 6ltr | 2021
Trinity College - Trinity Health Centre (St James' Hospital) | 188 2nd Floor Outside Room PG17 | Co2 | 2kg | 2021
Trinity College - Trinity Health Centre (St James' Hospital) | 189 Ground Floor Outside Smith Lecture Theatre | Water | 6ltr | 2021
Trinity College - Trinity Health Centre (St James' Hospital) | 190 Ground Floor Outside Smith Lecture Theatre | Hose Reel | 19mm Fixed Auto Hose Reel
Trinity College - Trinity Health Centre (St James' Hospital) | 191 Ground Floor 1.84 Physio Room | Co2 | 2kg | 2023
Trinity College - Trinity Health Centre (St James' Hospital) | 192 Ground Floor Outside 1.54 | Foam | 6ltr | 2022
Trinity College - Trinity Health Centre (St James' Hospital) | 193 Ground floor outside 1.54 | Co2 | 2kg | 2024
Trinity College - Trinity Health Centre (St James' Hospital) | 194 Basement Stores | Water | 6ltr | 2021
Trinity College - Trinity Health Centre (St James' Hospital) | 195 Basement Stores | Water | 6ltr | 2021
Trinity College - Trinity Health Centre (St James' Hospital) | 197 Basement Stores | Water | 6ltr | 2021
Trinity College - Trinity Health Centre (St James' Hospital) | 198 Basement Stores | Water | 6ltr | 2021
Trinity College - Trinity Health Centre (St James' Hospital) | 199 Basement Stores | Water | 6ltr | 2020
Trinity College - Trinity Health Centre (St James' Hospital) | 200 Basement Stores | Water | 6ltr | 2020
Trinity College - Trinity Health Centre (St James' Hospital) | 201 Basement Stores | Water | 6ltr | 2020
Trinity College - Trinity Health Centre (St James' Hospital) | 202 Basement Stores | Water | 6ltr | 2021
Trinity College - Trinity Health Centre (St James' Hospital) | 203 Basement Stores | Water | 6ltr | 2020
Trinity College - Trinity Health Centre (St James' Hospital) | 204 Basement Stores | Foam | 6ltr | 2021
Trinity College - Trinity Health Centre (St James' Hospital) | 205 Basement Stores | Water | 6ltr | 2021
Trinity College - Trinity Health Centre (St James' Hospital) | 206 Basement Stores | Foam | 6ltr | 2021
Trinity College - Trinity Health Centre (St James' Hospital) | 207 Basement Stores | Water | 6ltr | 2021
Trinity College - Trinity Health Centre (St James' Hospital) | 208 Basement Stores | Foam | 6ltr | 2021
Trinity College - Trinity Health Centre (St James' Hospital) | 209 Basement Stores | Foam | 6ltr | 2021
Trinity College - Trinity Health Centre (St James' Hospital) | 211 Basement Stores | Co2 | 5kg | 2024
Trinity College - Trinity Health Centre (St James' Hospital) | 212 Basement Stores | Co2 | 2kg | 2021
Trinity College - Trinity Health Centre (St James' Hospital) | 213 Basement Stores | Co2 | 5kg | 2023
Trinity College - Trinity Health Centre (St James' Hospital) | 214- basement Stores | Co2 | 2kg | 2021
Trinity College - Trinity Health Centre (St James' Hospital) | 215-basement stores | Co2 | 2kg | 2021
Trinity College - Trinity Health Centre (St James' Hospital) | 216 Basement Stores | Co2 | 2kg | 2021
Trinity College - Trinity Health Centre (St James' Hospital) | 217 Basement Stores | Dry Powder | 6kg | 2020
Trinity College - Trinity Health Centre (St James' Hospital) | 218 Basement Stores | Dry Powder | 4kg | 2022
Trinity College - Trinity Health Centre (St James' Hospital) | 219 Basement Stores | Dry Powder | 6kg | 2023
Trinity College - Trinity Health Centre (St James' Hospital) | 220 Basement Stores | Dry Powder | 4kg | 2021
Trinity College - Trinity Health Centre (St James' Hospital) | 221 Basement Stores | Dry Powder | 1kg | 2020
Trinity College - Trinity Health Centre (St James' Hospital) | 222 Basement Stores | Dry Powder | 6kg | 2016
Trinity College - Trinity Health Centre (St James' Hospital) | 223 Basement Stores | Dry Powder | 6kg | 2016
Trinity College - Trinity Health Centre (St James' Hospital) | 224 Basement Stores | Dry Powder | 4kg | 2016
Trinity College - Trinity Health Centre (St James' Hospital) | 225 Basement Stores | Dry Powder | 4kg | 2022
Trinity College - Trinity Health Centre (St James' Hospital) | 226 Basement Stores | Dry Powder | 2kg | 2016
Trinity College - Trinity Health Centre (St James' Hospital) | 227 Basement Stores | Dry Powder | 2kg | 2016
Trinity College - Trinity Health Centre (St James' Hospital) | 228 Basement Stores | Dry Powder | 2kg | 2016
Trinity College - Trinity Health Centre (St James' Hospital) | 229 Basement Stores | Dry Powder | 2kg | 2016
Trinity College - Trinity Health Centre (St James' Hospital) | 230 Basement Stores | Dry Powder | 1kg | 2016
Trinity College - Trinity Health Centre (St James' Hospital) | 231 Basement Stores | Dry Powder | 1kg | 2016
Trinity College - Trinity Health Centre (St James' Hospital) | 233- basement Stores | Co2 | 2kg | 2021
Trinity College - Trinity Health Centre (St James' Hospital) | 235 Basement Stores | Fire Blanket | 1.2m x 1.2m | 2020
Trinity College - Trinity Health Centre (St James' Hospital) | 236 Basement Stores | Fire Blanket | 1.2m x 1.2m | 2020
Trinity College - Trinity Health Centre (St James' Hospital) | 237 Basement Stores | Fire Blanket | 1.2m x 1.2m | 2020
Trinity College - Trinity Health Centre (St James' Hospital) | 238 Basement Stores | Fire Blanket | 1.2m x 1.2m | 2020
Trinity College - Trinity Health Centre (St James' Hospital) | 239 Basement Stores | Fire Blanket | 1.2m x 1.2m | 2020
Trinity College - Trinity Health Centre (St James' Hospital) | 240 Basement Stores | Fire Blanket | 1.2m x 1.2m | 2020
Trinity College - Trinity Health Centre (St James' Hospital) | 241 Basement Stores | Fire Blanket | 1.2m x 1.2m | 2020
Trinity College - Trinity Health Centre (St James' Hospital) | 242 Basement Stores | Fire Blanket | 1.2m x 1.2m | 2020
Trinity College - Trinity Health Centre (St James' Hospital) | 243 Ground Floor Outside 1.78 | Foam | 6ltr | 2021
Trinity College - Trinity Health Centre (St James' Hospital) | 244 Ground floor outside 1.78 | Co2 | 2kg | 2024
Trinity College - Trinity Health Centre (St James' Hospital) | 246 Ground Floor Inside 1.78 | Co2 | 2kg | 2024
Trinity College - Trinity Health Centre (St James' Hospital) | 247 Ground Floor Inside 1.78 | Fire Blanket | 1.0m x 1.0m | 2020
Trinity College - Trinity Health Centre (St James' Hospital) | 248 Ground Floor Outside 1.72 | Dry Powder | 4kg | 2016
Trinity College - Trinity Health Centre (St James' Hospital) | 249 Ground floor outside 1.72 | Co2 | 2kg | 2024
Trinity College - Trinity Health Centre (St James' Hospital) | 250 Ground Floor Outside 1.69 | Water | 6ltr | 2022
Trinity College - Trinity Health Centre (St James' Hospital) | 251 Ground floor outside 1.69 | Co2 | 2kg | 2024
Trinity College - Trinity Health Centre (St James' Hospital) | 252 Ground Floor Reception | Foam | 6ltr | 2015
Trinity College - Trinity Health Centre (St James' Hospital) | 253 Ground floor reception | Co2 | 2kg | 2024
Trinity College - Trinity Health Centre (St James' Hospital) | 254 Ground Floor Outside lift | Dry Powder | 6kg | 2024
Trinity College - Trinity Health Centre (St James' Hospital) | 255 Ground floor outside lift | Co2 | 2kg | 2024
Trinity College - Trinity Health Centre (St James' Hospital) | 256 Ground Floor Outside 1.40 | Water | 6ltr | 2022
Trinity College - Trinity Health Centre (St James' Hospital) | 257 Ground floor outside 1.40 | Co2 | 2kg | 2024
Trinity College - Trinity Health Centre (St James' Hospital) | 258 Ground Floor outside 1.40 | Fire Blanket | 1.8m x 1.2m | 2023
Trinity College - Trinity Health Centre (St James' Hospital) | 259 Ground Floor Inside Durkan Theatre | Dry Powder | 4kg | 2016
Trinity College - Trinity Health Centre (St James' Hospital) | 260 Ground Floor Inside Durkan Theatre | Co2 | 2kg | 2024
Trinity College - Trinity Health Centre (St James' Hospital) | 261 Ground Floor Inside Durkan Theatre Fire Exit | Foam | 9ltr | 2020
Trinity College - Trinity Health Centre (St James' Hospital) | 262 Ground Floor Inside Durkan Theatre Fire Exit | Co2 | 2kg | 2024
Trinity College - Trinity Health Centre (St James' Hospital) | 263 Ground Floor Outside 1.07 | Dry Powder | 6kg | 2020
Trinity College - Trinity Health Centre (St James' Hospital) | 264 Ground Floor Outside 1.07 | Co2 | 2kg | 2022
Trinity College - Trinity Health Centre (St James' Hospital) | 265 Ground Floor Inside 1.07 | Dry Powder | 2kg | 2022
Trinity College - Trinity Health Centre (St James' Hospital) | 266 Ground Floor Inside 1.07 | Co2 | 2kg | 2022
Trinity College - Trinity Health Centre (St James' Hospital) | 267 Ground Floor Inside 1.07 | Fire Blanket | 1.0m x 1.0m | 2020
Trinity College - Trinity Health Centre (St James' Hospital) | 268 Ground Floor Inside 1.06 | Dry Powder | 2kg | 2022
Trinity College - Trinity Health Centre (St James' Hospital) | 269 Ground Floor inside 1.06 | Co2 | 2kg | 2022
Trinity College - Trinity Health Centre (St James' Hospital) | 270 Ground Floor Inside 1.06 | Fire Blanket | 1.0m x 1.0m | 2020
Trinity College - Trinity Health Centre (St James' Hospital) | 271 Ground Floor Inside 1.09a | Dry Powder | 2kg | 2022
Trinity College - Trinity Health Centre (St James' Hospital) | 272 Ground Floor inside 1.09A | Co2 | 2kg | 2022
Trinity College - Trinity Health Centre (St James' Hospital) | 273 Ground Floor Inside 1.09a | Fire Blanket | 1.2m x 1.2m | 2021
Trinity College - Trinity Health Centre (St James' Hospital) | 274 Ground Floor 1.09 | Foam | 6ltr | 2021
Trinity College - Trinity Health Centre (St James' Hospital) | 275 Ground floor outside 1.09 | Co2 | 2kg | 2022
Trinity College - Trinity Health Centre (St James' Hospital) | 276 Ground Floor Inside 1.32 | Dry Powder | 2kg | 2016
Trinity College - Trinity Health Centre (St James' Hospital) | 277 Ground Floor Inside 1.32 | Co2 | 2kg | 2022
Trinity College - Trinity Health Centre (St James' Hospital) | 278 Ground Floor Inside 1.32 | Fire Blanket | 1.0m x 1.0m | 2020
Trinity College - Trinity Health Centre (St James' Hospital) | 279 Ground Floor Inside 1.10 | Dry Powder | 2kg | 2016
Trinity College - Trinity Health Centre (St James' Hospital) | 280 Ground Floor Inside 1.10 | Co2 | 2kg | 2022
Trinity College - Trinity Health Centre (St James' Hospital) | 281 Ground Floor Inisde 1.10 | Fire Blanket | 1.0m x 1.0m | 2020
Trinity College - Trinity Health Centre (St James' Hospital) | 282 Ground Floor Outside 1.13 | Foam | 6ltr | 2020
Trinity College - Trinity Health Centre (St James' Hospital) | 283 Ground floor outside 1.13 | Co2 | 2kg | 2024
Trinity College - Trinity Health Centre (St James' Hospital) | 284 Ground Floor Outside 1.13 | Fire Blanket | 1.8m x 1.8m | 2024
Trinity College - Trinity Health Centre (St James' Hospital) | 285 Ground Floor Inside 1.13 (CYZ638) | Dry Powder | 2kg | 2016
Trinity College - Trinity Health Centre (St James' Hospital) | 286 Ground Floor Inside 1.13 | Co2 | 2kg | 2021
Trinity College - Trinity Health Centre (St James' Hospital) | 287 Ground Floor Inisde 1.13 | Fire Blanket | 1.0m x 1.0m | 2020
Trinity College - Trinity Health Centre (St James' Hospital) | 288 Ground Floor Rm 1.33 (CYZ638) | Dry Powder | 2kg | 2016
Trinity College - Trinity Health Centre (St James' Hospital) | 289 Ground Floor Rm 1.33 | Co2 | 2kg | 2022
Trinity College - Trinity Health Centre (St James' Hospital) | 290 Ground Floor Rm 1.33 | Fire Blanket | 1.0m x 1.0m | 2020
Trinity College - Trinity Health Centre (St James' Hospital) | 291 Ground Floor Inside 1.35 | Dry Powder | 2kg | 2016
Trinity College - Trinity Health Centre (St James' Hospital) | 292 Ground Floor Inside 1.35 | Co2 | 2kg | 2022
Trinity College - Trinity Health Centre (St James' Hospital) | 293 Ground Floor Inside 1.35 | Fire Blanket | 1.0m x 1.0m | 2020
Trinity College - Trinity Health Centre (St James' Hospital) | 294 Ground Floor Inside 1.14/1.15 | Dry Powder | 2kg | 2016
Trinity College - Trinity Health Centre (St James' Hospital) | 295 Ground floor inside 1.14/1.15 | Co2 | 2kg | 2022
Trinity College - Trinity Health Centre (St James' Hospital) | 296 Ground Floor Inside 1.14/1.15 | Fire Blanket | 1.0m x 1.0m | 2020
Trinity College - Trinity Health Centre (St James' Hospital) | 297 Ground Floor outside 1.16 | Dry Powder | 4kg | 2016
Trinity College - Trinity Health Centre (St James' Hospital) | 298 Ground Floor outside 1.16 | Co2 | 2kg | 2022
Trinity College - Trinity Health Centre (St James' Hospital) | 299 Ground floor kitchen | Dry Powder | 1kg | 2016
Trinity College - Trinity Health Centre (St James' Hospital) | 300 Ground Floor Kitchen | Fire Blanket | 1.0m x 1.0m | 2020
Trinity College - Trinity Health Centre (St James' Hospital) | 301 Ground Floor Fire Exit of kitchen | Dry Powder | 4kg | 2016
Trinity College - Trinity Health Centre (St James' Hospital) | 302 Ground Floor Fire Exit of kitchen | Co2 | 2kg | 2024
Trinity College - Trinity Health Centre (St James' Hospital) | 303 Basement Outside 0.03 | Dry Powder | 4kg | 2016
Trinity College - Trinity Health Centre (St James' Hospital) | 304 Basement outside 0.03 | Co2 | 2kg | 2024
Trinity College - Trinity Health Centre (St James' Hospital) | 305 Basement Outside 0.29 | Water | 6ltr | 2022
Trinity College - Trinity Health Centre (St James' Hospital) | 306 Basement Outside 0.29 | Co2 | 2kg | 2021
Trinity College - Trinity Health Centre (St James' Hospital) | 307 Basement Outside 0.44 | Co2 | 2kg | 2024
Trinity College - Trinity Health Centre (St James' Hospital) | 308 Basement Outside 0.44 | Water | 6ltr | 2022
Trinity College - Trinity Health Centre (St James' Hospital) | 309 Basement Inside 0.44 | Water | 6ltr | 2022
Trinity College - Trinity Health Centre (St James' Hospital) | 310 Basement Inside 0.44 | Co2 | 2kg | 2023
Trinity College - Trinity Health Centre (St James' Hospital) | 311 basement reading room 0.72 | Co2 | 2kg | 2024
Trinity College - Trinity Health Centre (St James' Hospital) | 312 basement reading room 0.72 | Co2 | 2kg | 2024
Trinity College - Trinity Health Centre (St James' Hospital) | 313 Basement Outside 0.72 | Dry Powder | 6kg | 2023
Trinity College - Trinity Health Centre (St James' Hospital) | 314 Basement Outside 0.72 | Co2 | 2kg | 2024
Trinity College - Trinity Health Centre (St James' Hospital) | 315 basement Outside 0.72 | Fire Blanket | 1.8m x 1.2m | 2018
Trinity College - Trinity Health Centre (St James' Hospital) | 315A basement inside lab 0.19 | Co2 | 2kg | 2024
Trinity College - Trinity Health Centre (St James' Hospital) | 315B basement inside lab 0.19 | Fire Blanket | 1.0m x 1.0m | 2020
Trinity College - Trinity Health Centre (St James' Hospital) | 316 Basement Inside 0.22 | Dry Powder | 2kg | 2024
Trinity College - Trinity Health Centre (St James' Hospital) | 317 Basement Inside 0.22 | Co2 | 2kg | 2024
Trinity College - Trinity Health Centre (St James' Hospital) | 318 Basement Inside 0.22 | Fire Blanket | 1.0m x 1.0m | 2020
Trinity College - Trinity Health Centre (St James' Hospital) | 319 Ground Floor Inside 0.21 | Dry Powder | 2kg | 2016
Trinity College - Trinity Health Centre (St James' Hospital) | 320 basement Inside room 0.21 | Co2 | 2kg | 2024
Trinity College - Trinity Health Centre (St James' Hospital) | 321 basement Inside room 0.21 | Fire Blanket | 1.0m x 1.0m | 2020
Trinity College - Trinity Health Centre (St James' Hospital) | 322 Basement Inside 0.74 | Dry Powder | 6kg | 2024
Trinity College - Trinity Health Centre (St James' Hospital) | 323 Basement Inside 0.74 | Co2 | 2kg | 2024
Trinity College - Trinity Health Centre (St James' Hospital) | 324 Basement Inside 0.74 | Fire Blanket | 1.0m x 1.0m | 2020
Trinity College - Trinity Health Centre (St James' Hospital) | 325 Basement Inside 0.77 | Dry Powder | 2kg | 2016
Trinity College - Trinity Health Centre (St James' Hospital) | 326 - Basement Inside 0.77 | Co2 | 2kg | 2024
Trinity College - Trinity Health Centre (St James' Hospital) | 327 Basement Inside 0.77 | Fire Blanket | 1.0m x 1.0m | 2020
Trinity College - Trinity Health Centre (St James' Hospital) | 328 Basement Outside 0.77 | Dry Powder | 4kg | 2022
Trinity College - Trinity Health Centre (St James' Hospital) | 329 Basement Outside 0.77 | Co2 | 2kg | 2024
Trinity College - Trinity Health Centre (St James' Hospital) | 331 Basement Inside 0.34 | Co2 | 2kg | 2024
Trinity College - Trinity Health Centre (St James' Hospital) | 332 Basement Inside 0.34 | Fire Blanket | 1.0m x 1.0m | 2020
Trinity College - Trinity Health Centre (St James' Hospital) | 332A Basement Inside Room 0.34 | Dry Powder | 2kg | 2016
Trinity College - Trinity Health Centre (St James' Hospital) | 333 Basement Inside 0.30 | Dry Powder | 2kg | 2016
Trinity College - Trinity Health Centre (St James' Hospital) | 334 Basement Inside 0.30 | Co2 | 2kg | 2024
Trinity College - Trinity Health Centre (St James' Hospital) | 335 Basement Inside 0.30 | Fire Blanket | 1.0m x 1.0m | 2020
Trinity College - Trinity Health Centre (St James' Hospital) | 336 Basement Inside 0.35 | Dry Powder | 2kg | 2016
Trinity College - Trinity Health Centre (St James' Hospital) | 337 Basement Inside 0.35 | Co2 | 2kg | 2024
Trinity College - Trinity Health Centre (St James' Hospital) | 338 Basement Inside 0.35 | Fire Blanket | 1.0m x 1.0m | 2020
Trinity College - Trinity Health Centre (St James' Hospital) | 339 basement inside reading room 0.36 | Co2 | 2kg | 2024
Trinity College - Trinity Health Centre (St James' Hospital) | 340 Basement outside freezer room 0.38 | Dry Powder | 4kg | 2024
Trinity College - Trinity Health Centre (St James' Hospital) | 341 Basement outside freezer room 0.38 | Co2 | 2kg | 2024
Trinity College - Trinity Health Centre (St James' Hospital) | 342 outside freezer room 0.38 | Fire Blanket | 1.0m x 1.0m | 2018
Trinity College - Trinity Health Centre (St James' Hospital) | 343 Basement Inside 0.39 | Co2 | 2kg | 2024
Trinity College - Trinity Health Centre (St James' Hospital) | 344 Basement Inside 0.39 | Fire Blanket | 1.0m x 1.0m | 2020
Trinity College - Trinity Health Centre (St James' Hospital) | 345 Basement Inside 0.40 (cy1649) | Co2 | 2kg | 2024
Trinity College - Trinity Health Centre (St James' Hospital) | 346 Basement Inside 0.40 | Fire Blanket | 1.0m x 1.0m | 2020
Trinity College - Trinity Health Centre (St James' Hospital) | 347 Basement Inside 0.52 (CY9681) | Dry Powder | 6kg | 2022
Trinity College - Trinity Health Centre (St James' Hospital) | 348 Basement Inside 0.52 | Co2 | 2kg | 2024
Trinity College - Trinity Health Centre (St James' Hospital) | 349 Basement Inside0.52 | Fire Blanket | 1.0m x 1.0m | 2020
Trinity College - Trinity Health Centre (St James' Hospital) | 350 Basement Outside 0.50 | Foam | 6ltr | 2022
Trinity College - Trinity Health Centre (St James' Hospital) | 351 Basement Outside 0.50 | Co2 | 2kg | 2024
Trinity College - Unit 11 IDA Centre (TTEC) | 001 Ground floor Entrance | Water | 6ltr | 2024
Trinity College - Unit 11 IDA Centre (TTEC) | 002 Ground floor Entrance | Co2 | 2kg | 2015
Trinity College - Unit 11 IDA Centre (TTEC) | 003 Entrance 1st Floor | Water | 6ltr | 2024
Trinity College - Unit 11 IDA Centre (TTEC) | 004 Entrance 1st Floor | Co2 | 2kg | 2015
Trinity College - Unit 11 IDA Centre (TTEC) | 005 Fire Exit 1st Floor at Elec Distribution Board | Water | 6ltr | 2024
Trinity College - Unit 11 IDA Centre (TTEC) | 006 Fire Exit 1st Floor at Elec Distribution Board | Co2 | 2kg | 2015
Trinity College - Unit 13 IDA Centre (TTEC) | 001 Entrance | Water | 6ltr | 2023
Trinity College - Unit 13 IDA Centre (TTEC) | 002 Entrance | Co2 | 2kg | 2024
Trinity College - Unit 13 IDA Centre (TTEC) | 003 Fire Exit New | Water | 6ltr | 2024
Trinity College - Unit 13 IDA Centre (TTEC) | 004 Fire Exit | Co2 | 2kg | 2015
Trinity College - Unit 13 IDA Centre (TTEC) | 005 Control Room 13.4 | Water | 6ltr | 2024
Trinity College - Unit 13 IDA Centre (TTEC) | 006 Control Room 13.4 | Co2 | 2kg | 2020
Trinity College - Unit 13 IDA Centre (TTEC) | 007 Outside toilets | Water | 6ltr | 2022
Trinity College - Unit 13 IDA Centre (TTEC) | 008 Outside toilets | Co2 | 2kg | 2021
Trinity College - Unit 14 IDA Centre (TTEC) | 001 Entrance | Water | 6ltr | 2023
Trinity College - Unit 14 IDA Centre (TTEC) | 002 Entrance | Co2 | 2kg | 2019
Trinity College - Unit 14 IDA Centre (TTEC) | 003 Kitchen | Water | 6ltr | 2023
Trinity College - Unit 14 IDA Centre (TTEC) | 004 kitchen | Co2 | 2kg | 2021
Trinity College - Unit 14 IDA Centre (TTEC) | 005 kitchen | Fire Blanket | 1.2m x 1.2m | 2018
Trinity College - Unit 14 IDA Centre (TTEC) | 006 Opposite seminar room 14.4 New | Water | 6ltr | 2024
Trinity College - Unit 14 IDA Centre (TTEC) | 007 Opposite seminar room 14.4 New | Co2 | 2kg | 2020
Trinity College - Unit 14 IDA Centre (TTEC) | 008 Outside toilets | Water | 6ltr | 2023
Trinity College - Unit 14 IDA Centre (TTEC) | 009 Outside toilets New | Co2 | 2kg | 2020
Trinity College - Unit 16 IDA Centre (TTEC) | 001 Entrance | Water | 6ltr | 2024
Trinity College - Unit 16 IDA Centre (TTEC) | 002 Entrance | Co2 | 2kg | 2022
Trinity College - Unit 16 IDA Centre (TTEC) | 003 Outside kitchen | Hose Reel | 19mm Swinging Auto Hose Reel | 2000
Trinity College - Unit 16 IDA Centre (TTEC) | 004 Main Office | Co2 | 2kg | 2021
Trinity College - Unit 16 IDA Centre (TTEC) | 005 Outside ladies toilet | Co2 | 2kg | 2015
Trinity College - Unit 16 IDA Centre (TTEC) | 006 Fire Exit | Water | 6ltr | 2024
Trinity College - Unit 16 IDA Centre (TTEC) | 007 Fire Exit | Co2 | 2kg | 2022
Trinity College - Unit 18 IDA Centre (TTEC) | 001 kitchen | Fire Blanket | 1.2m x 1.2m | 2020
Trinity College - Unit 18 IDA Centre (TTEC) | 002 comms room | Co2 | 2kg | 2020
Trinity College - Unit 18 IDA Centre (TTEC) | 003 comms room | Co2 | 2kg | 2020
Trinity College - Unit 18 IDA Centre (TTEC) | 004 fire exit RHS | Co2 | 5kg | 2020
Trinity College - Unit 18 IDA Centre (TTEC) | 005 fire exit RHS | Foam | 6ltr | 2020
Trinity College - Unit 18 IDA Centre (TTEC) | 006 fire exit LHS | Co2 | 5kg | 2020
Trinity College - Unit 18 IDA Centre (TTEC) | 007 fire exit LHS | Water | 6ltr | 2024
Trinity College - Unit 18 IDA Centre (TTEC) | 008 Kitchen | Co2 | 2kg | 2020
Trinity College - Unit 18 IDA Centre (TTEC) | 009 Kitchen | Water | 6ltr | 2016
Trinity College - Unit 1A Kitchen and Common Area IDA Centre (TTEC) | 001- front entrance | Foam | 6ltr | 2021
Trinity College - Unit 1A Kitchen and Common Area IDA Centre (TTEC) | 002- front entrance | Co2 | 2kg | 2021
Trinity College - Unit 1A Kitchen and Common Area IDA Centre (TTEC) | 003- outside men's toilet | Hose Reel | 19mm Fixed Manual Hose Reel
Trinity College - Unit 1A Kitchen and Common Area IDA Centre (TTEC) | 004- kitchen | Fire Blanket | 1.2m x 1.2m | 2021
Trinity College - Unit 1A Kitchen and Common Area IDA Centre (TTEC) | 005 computer maintenance *room* entrance | Foam | 6ltr | 2020
Trinity College - Unit 1A Kitchen and Common Area IDA Centre (TTEC) | 006 computer maintenance room entrance | Co2 | 2kg | 2020
Trinity College - Unit 1A Kitchen and Common Area IDA Centre (TTEC) | 007 through office door into office @fire exit | Foam | 6ltr | 2020
Trinity College - Unit 1A Kitchen and Common Area IDA Centre (TTEC) | 008 at fire exit | Co2 | 2kg | 2020
Trinity College - Unit 1A Kitchen and Common Area IDA Centre (TTEC) | 009 at fire exit | Fire Blanket | 1.2m x 1.2m | 2020
Trinity College - Unit 1A Kitchen and Common Area IDA Centre (TTEC) | 010- rear fire exit door | Foam | 6ltr | 2021
Trinity College - Unit 2 IDA Centre (TTEC) | 001 Entrance | Water | 6ltr | 2024
Trinity College - Unit 2 IDA Centre (TTEC) | 001A Entrance | Co2 | 2kg | 2017
Trinity College - Unit 2 IDA Centre (TTEC) | 002 Big room opposite entrance | Co2 | 2kg | 2017
Trinity College - Unit 2 IDA Centre (TTEC) | 003 Corridor | Water | 6ltr | 2024
Trinity College - Unit 2 IDA Centre (TTEC) | 003A Corridor | Co2 | 2kg | 2017
Trinity College - Unit 2 IDA Centre (TTEC) | 004 Kitchen New | Water | 6ltr | 2024
Trinity College - Unit 2 IDA Centre (TTEC) | 004A Kitchen New | Co2 | 2kg | 2020
Trinity College - Unit 2 IDA Centre (TTEC) | 004B Kitchen | Fire Blanket | 1.2m x 1.2m | 2017
Trinity College - Unit 2 IDA Centre (TTEC) | 005 Server room | Co2 | 2kg | 2017
Trinity College - Unit 2 IDA Centre (TTEC) | 006 Rear exit | Water | 6ltr | 2024
Trinity College - Unit 2 IDA Centre (TTEC) | 006A Rear exit | Co2 | 2kg | 2017
Trinity College - Unit 2 IDA Centre (TTEC) | 007 Rear office | Co2 | 2kg | 2021
Trinity College - Unit 20 IDA Centre (TTEC) | 001 Entrance New | Co2 | 2kg | 2020
Trinity College - Unit 20 IDA Centre (TTEC) | 002 Entrance New | Water | 6ltr | 2024
Trinity College - Unit 20 IDA Centre (TTEC) | 003 Fire Exit New | Water | 6ltr | 2024
Trinity College - Unit 20 IDA Centre (TTEC) | 004 Fire Exit New | Co2 | 2kg | 2020
Trinity College - Unit 20 IDA Centre (TTEC) | 005 Entrance | Hose Reel | 19mm Swinging Manual Hose Reel
Trinity College - Unit 20 IDA Centre (TTEC) | 007 gas boiler over head at shutter (6kg auto) | Dry Powder | 6kg | 2015
Trinity College - Unit 22 IDA Centre (TTEC) | 001 Entrance | Water | 6ltr | 2024
Trinity College - Unit 22 IDA Centre (TTEC) | 002 Entrance | Co2 | 2kg | 2019
Trinity College - Unit 22 IDA Centre (TTEC) | 002A Entrance | Hose Reel | 19mm Fixed Manual Hose Reel
Trinity College - Unit 22 IDA Centre (TTEC) | 003 Kitchen | Fire Blanket | 1.2m x 1.2m | 2016
Trinity College - Unit 22 IDA Centre (TTEC) | 004 Fire Exit | Water | 6ltr | 2024
Trinity College - Unit 22 IDA Centre (TTEC) | 005 Fire Exit | Co2 | 2kg | 2019
Trinity College - Unit 24 IDA Centre (TTEC) | 001 Entrance | Water | 6ltr | 2024
Trinity College - Unit 24 IDA Centre (TTEC) | 002 Entrance | Co2 | 2kg | 2015
Trinity College - Unit 24 IDA Centre (TTEC) | 003 Exit at WC | Water | 6ltr | 2024
Trinity College - Unit 24 IDA Centre (TTEC) | 004 Exit at WC | Co2 | 2kg | 2017
Trinity College - Unit 26 IDA Centre (TTEC) | 001 Entrance | Co2 | 2kg | 2022
Trinity College - Unit 26 IDA Centre (TTEC) | 002 Entrance | Water | 6ltr | 2024
Trinity College - Unit 26 IDA Centre (TTEC) | 003 Store | Water | 6ltr | 2024
Trinity College - Unit 26 IDA Centre (TTEC) | 004 Kitchen | Fire Blanket | 1.8m x 1.2m | 2024
Trinity College - Unit 27 & 29 IDA Centre (TTEC) | 001 Entrance at Toilets | Water | 6ltr | 2024
Trinity College - Unit 27 & 29 IDA Centre (TTEC) | 002 Entrance at Toilets | Co2 | 2kg | 2015
Trinity College - Unit 27 & 29 IDA Centre (TTEC) | 003 Plantroom 0.13 | Co2 | 5kg | 2018
Trinity College - Unit 27 & 29 IDA Centre (TTEC) | 004 Plantroom 0.13 | Co2 | 5kg | 2018
Trinity College - Unit 27 & 29 IDA Centre (TTEC) | 005 Clean Room 0.17 | Dry Powder | 3kg | 2019
Trinity College - Unit 27 & 29 IDA Centre (TTEC) | 006 Clean Room 0.17 | Fire Blanket | 1.2m x 1.2m | 2019
Trinity College - Unit 27 & 29 IDA Centre (TTEC) | 007 Opposite door 0.25 NEW | Water | 6ltr | 2024
Trinity College - Unit 27 & 29 IDA Centre (TTEC) | 008 Opposite door 0.25 NEW | Co2 | 2kg | 2020
Trinity College - Unit 27 & 29 IDA Centre (TTEC) | 009 Opposite door 0.25 New | Fire Blanket | 1.2m x 1.2m | 2020
Trinity College - Unit 27 & 29 IDA Centre (TTEC) | 010 Fire Exit | Water | 6ltr | 2024
Trinity College - Unit 27 & 29 IDA Centre (TTEC) | 011 Fire Exit | Co2 | 2kg | 2019
Trinity College - Unit 27 & 29 IDA Centre (TTEC) | 012 TEM titan Chase 0.23 corridor | Co2 | 5kg | 2018
Trinity College - Unit 27 & 29 IDA Centre (TTEC) | 013 TEM titan Chase 0.23 corridor | Co2 | 5kg | 2018
Trinity College - Unit 27 & 29 IDA Centre (TTEC) | 014 TEM titan Chase 0.23 corridor | Co2 | 5kg | 2018
Trinity College - Unit 27 & 29 IDA Centre (TTEC) | 015 TEM titan Chase 0.23 corridor | Co2 | 5kg | 2018
Trinity College - Unit 27 & 29 IDA Centre (TTEC) | 016 TEM titan Chase 0.23 corridor | Co2 | 5kg | 2018
Trinity College - Unit 27 & 29 IDA Centre (TTEC) | 017 Chase/ Storage 0.06 | Co2 | 5kg | 2018
Trinity College - Unit 27 & 29 IDA Centre (TTEC) | 018 Clean Room 0.19 | Dry Powder | 2kg | 2015
Trinity College - Unit 27 & 29 IDA Centre (TTEC) | 019 Clean Room 0.19 | Fire Blanket | 1.2m x 1.2m | 2019
Trinity College - Unit 27 & 29 IDA Centre (TTEC) | 020 1st Floor at Lift | Water | 6ltr | 2024
Trinity College - Unit 27 & 29 IDA Centre (TTEC) | 021 1st Floor at Lift | Co2 | 2kg | 2017
Trinity College - Unit 27 & 29 IDA Centre (TTEC) | 022 outside 1.11 office | Co2 | 5kg | 2018
Trinity College - Unit 27 & 29 IDA Centre (TTEC) | 023 Kitchen New | Fire Blanket | 1.2m x 1.2m | 2020
Trinity College - Unit 27 & 29 IDA Centre (TTEC) | 024 Plantroom 1.09 | Co2 | 5kg | 2018
Trinity College - Unit 28 IDA Centre (TTEC) | 001 Fire Exit 1st Floor | Water | 6ltr | 2024
Trinity College - Unit 28 IDA Centre (TTEC) | 002 Fire Exit 1st Floor | Co2 | 2kg | 2022
Trinity College - Unit 28 IDA Centre (TTEC) | 003 kitchen | Water | 6ltr | 2024
Trinity College - Unit 28 IDA Centre (TTEC) | 004 kitchen | Fire Blanket | 1.2m x 1.2m | 2022
Trinity College - Unit 28 IDA Centre (TTEC) | 005 Outside Toilet | Water | 6ltr | 2024
Trinity College - Unit 28 IDA Centre (TTEC) | 006 Outside Toilet | Co2 | 2kg | 2022
Trinity College - Unit 3 & 8 IDA Centre (TTEC) | 001 Entrance | Dry Powder | 6kg | 2015
Trinity College - Unit 3 & 8 IDA Centre (TTEC) | 002 Entrance | Co2 | 2kg | 2015
Trinity College - Unit 3 & 8 IDA Centre (TTEC) | 003 Room Beside Boiler house | Dry Powder | 6kg | 2015
Trinity College - Unit 3 & 8 IDA Centre (TTEC) | 004 Room with table saw | Dry Powder | 6kg | 2015
Trinity College - Unit 3 & 8 IDA Centre (TTEC) | 005 Store entrance | Dry Powder | 6kg | 2015
Trinity College - Unit 3 & 8 IDA Centre (TTEC) | 006 Store Fire exit | Dry Powder | 6kg | 2015
Trinity College - Unit 3 & 8 IDA Centre (TTEC) | 007 Store Fire exit | Co2 | 2kg | 2015
Trinity College - Unit 3 & 8 IDA Centre (TTEC) | 008 Entrance 2 at No3 | Dry Powder | 6kg | 2015
Trinity College - Unit 3 & 8 IDA Centre (TTEC) | 009 Kitchen | Foam | 6ltr | 2015
Trinity College - Unit 3 & 8 IDA Centre (TTEC) | 010 kitchen | Co2 | 2kg | 2015
Trinity College - Unit 3 & 8 IDA Centre (TTEC) | 011 kitchen | Fire Blanket | 1.8m x 1.2m | 2015
Trinity College - Unit 3 & 8 IDA Centre (TTEC) | 012 1st Floor Entrance | Foam | 6ltr | 2015
Trinity College - Unit 3 & 8 IDA Centre (TTEC) | 013 1st Floor Entrance | Co2 | 2kg | 2015
Trinity College - Unit 3 & 8 IDA Centre (TTEC) | 014 Entrance no 8 | Foam | 6ltr | 2015
Trinity College - Unit 3 & 8 IDA Centre (TTEC) | 015 Entrance No 8 | Co2 | 2kg | 2015
Trinity College - Unit 30 IDA Centre (TTEC) | 001 Fire Exit | Water | 6ltr | 2023
Trinity College - Unit 30 IDA Centre (TTEC) | 002 Fire Exit | Co2 | 2kg | 2023
Trinity College - Unit 30 IDA Centre (TTEC) | 003 Scenic Work Shop Entrance | Water | 6ltr | 2023
Trinity College - Unit 30 IDA Centre (TTEC) | 004 Scenic Work Shop Entrance | Co2 | 2kg | 2023
Trinity College - Unit 30 IDA Centre (TTEC) | 005 Scenic Work Shop Exit | Water | 6ltr | 2023
Trinity College - Unit 30 IDA Centre (TTEC) | 006 Scenic Work Shop Exit | Co2 | 2kg | 2023
Trinity College - Unit 30 IDA Centre (TTEC) | 007 Green Room | Water | 6ltr | 2023
Trinity College - Unit 30 IDA Centre (TTEC) | 008 Green Room | Co2 | 2kg | 2023
Trinity College - Unit 32 IDA Centre (TTEC) | 001 Front Entrance | Water | 6ltr | 2024
Trinity College - Unit 32 IDA Centre (TTEC) | 002 Front Entrance | Co2 | 2kg | 2020
Trinity College - Unit 32 IDA Centre (TTEC) | 003 Front Entrance | Hose Reel | 19mm Fixed Manual Hose Reel | 2000
Trinity College - Unit 32 IDA Centre (TTEC) | 004 Rear Fire Exit | Water | 6ltr | 2024
Trinity College - Unit 32 IDA Centre (TTEC) | 005 Rear Fire Exit | Co2 | 2kg | 2020
Trinity College - Unit 34 IDA Centre (aka The Lir) | 001 main entrance | Water | 6ltr | 2024
Trinity College - Unit 34 IDA Centre (aka The Lir) | 002 Main Entrance | Co2 | 2kg | 2021
Trinity College - Unit 34 IDA Centre (aka The Lir) | 003 through door at entrance to big hall (black) | Dry Powder | 6kg | 2021
Trinity College - Unit 34 IDA Centre (aka The Lir) | 004 black hall | Co2 | 2kg | 2021
Trinity College - Unit 34 IDA Centre (aka The Lir) | 004A managers office beside black hall | Co2 | 2kg | 2024
Trinity College - Unit 34 IDA Centre (aka The Lir) | 005 back corridor fire exit | Dry Powder | 6kg | 2015
Trinity College - Unit 34 IDA Centre (aka The Lir) | 006 at back shutter | Water | 6ltr | 2024
Trinity College - Unit 34 IDA Centre (aka The Lir) | 007 at back shutter | Co2 | 2kg | 2021
Trinity College - Unit 34 IDA Centre (aka The Lir) | 008 back wall at work bench | Water | 6ltr | 2024
Trinity College - Unit 34 IDA Centre (aka The Lir) | 009 back hall at work bench | Co2 | 2kg | 2021
Trinity College - Unit 34 IDA Centre (aka The Lir) | 009A beside units 008 and 009 | Fire Blanket | 1.0m x 1.0m | 2016
Trinity College - Unit 34 IDA Centre (aka The Lir) | 010 through fire exit | Water | 6ltr | 2024
Trinity College - Unit 34 IDA Centre (aka The Lir) | 011 through fire exit | Co2 | 2kg | 2021
Trinity College - Unit 34 IDA Centre (aka The Lir) | 012 fire exit down corridor towards reception desk | Water | 6ltr | 2024
Trinity College - Unit 34 IDA Centre (aka The Lir) | 013 corridor towards fire exit | Co2 | 2kg | 2021
Trinity College - Unit 34 IDA Centre (aka The Lir) | 014 behind bar at reception | Fire Blanket | 1.0m x 1.0m | 2017
Trinity College - Unit 34 IDA Centre (aka The Lir) | 015 at bar | Water | 6ltr | 2024
Trinity College - Unit 34 IDA Centre (aka The Lir) | 016 at bar | Co2 | 2kg | 2021
Trinity College - Unit 34 IDA Centre (aka The Lir) | 017 1st floor top stairs RHS by artistic director | Co2 | 2kg | 2021
Trinity College - Unit 34 IDA Centre (aka The Lir) | 018 1st floor top stairs RHS by artistic director | Co2 | 2kg | 2021
Trinity College - Unit 34 IDA Centre (aka The Lir) | 019 steel walk way through door above black hall | Dry Powder | 6kg | 2021
Trinity College - Unit 34 IDA Centre (aka The Lir) | 020 switch room 10 foot away in steel door on left | Co2 | 2kg | 2021
Trinity College - Unit 34 IDA Centre (aka The Lir) | 021 steel walk at fire exit | Dry Powder | 6kg | 2021
Trinity College - Unit 34 IDA Centre (aka The Lir) | 022 switchroom by unit 021 in double steel door | Co2 | 2kg | 2021
Trinity College - Unit 34 IDA Centre (aka The Lir) | 023 outside laundry | Water | 6ltr | 2024
Trinity College - Unit 34 IDA Centre (aka The Lir) | 024 outside laundry HORNNN | Co2 | 2kg | 2021
Trinity College - Unit 34 IDA Centre (aka The Lir) | 025 outside studio 2 | Water | 6ltr | 2024
Trinity College - Unit 34 IDA Centre (aka The Lir) | 026 outside studio 2 | Co2 | 2kg | 2021
Trinity College - Unit 34 IDA Centre (aka The Lir) | 027 Studio 2 1st door on right at spiral staircase | Co2 | 2kg | 2023
Trinity College - Unit 34 IDA Centre (aka The Lir) | 028 next door up in studio 2 on spiral staircase | Water | 6ltr | 2024
Trinity College - Unit 34 IDA Centre (aka The Lir) | 029 outside studio 2 at water machine | Dry Powder | 6kg | 2021
Trinity College - Unit 34 IDA Centre (aka The Lir) | 030 outside studio 2 at water machine | Co2 | 2kg | 2021
Trinity College - Unit 34 IDA Centre (aka The Lir) | 031 Building spare speak manager regarding these | Co2 | 2kg | 2021
Trinity College - Unit 34 IDA Centre (aka The Lir) | 032 Building spare speak manager regarding these | Co2 | 5kg | 2015
Trinity College - Unit 34 IDA Centre (aka The Lir) | 033 spare in studio 2 | Water | 6ltr | 2022
Trinity College - Unit 6A (TTEC) | 001 Front Entrance to 6A | Foam | 6ltr | 2020
Trinity College - Unit 6A (TTEC) | 002 Front Entrance to 6A | Co2 | 2kg | 2020
Trinity College - Unit 6A (TTEC) | 002a at front entrance | Hose Reel | 19mm Swinging Manual Hose Reel
Trinity College - Unit 6A (TTEC) | 003 Back Wall | Fire Blanket | 1.2m x 1.2m | 2020
Trinity College - Unit 6A (TTEC) | 005 Back Wall | Co2 | 2kg | 2020
Trinity College - Unit 6A (TTEC) | 006 backwall | Foam | 6ltr | 2020
Trinity College - Unit 7 IDA Centre (TTEC) | 001 Entrance | Water | 6ltr | 2023
Trinity College - Unit 7 IDA Centre (TTEC) | 002 Entrance | Co2 | 2kg | 2023
Trinity College - Unit 7 IDA Centre (TTEC) | 002A Entrance | Fire Blanket | 1.2m x 1.2m | 2018
Trinity College - Unit 7 IDA Centre (TTEC) | 003 Rom opposite room 20 | Co2 | 2kg | 2021
Trinity College - Unit 7 IDA Centre (TTEC) | 004 opposite room 20 | Foam | 6ltr | 2015
Trinity College - Unit 7 IDA Centre (TTEC) | 005 opposite room 20 | Co2 | 2kg | 2019
Trinity College - Unit 7 IDA Centre (TTEC) | 006 Prep Lab | Co2 | 2kg | 2019
Trinity College - Unit 7 IDA Centre (TTEC) | 007 Prep Lab | Fire Blanket | 1.2m x 1.2m | 2021
Trinity College - Unit 7 IDA Centre (TTEC) | 008 Break Room | Co2 | 2kg | 2019
Trinity College - Unit 7 IDA Centre (TTEC) | 009 Break Room | Fire Blanket | 1.2m x 1.2m | 2021
Trinity College - Unit 7 IDA Centre (TTEC) | 010 Room 20 | Foam | 6ltr | 2018
Trinity College - Unit 7 IDA Centre (TTEC) | 011 Room 20 | Co2 | 2kg | 2016
Trinity College - Unit 7 IDA Centre (TTEC) | 012 room 20 | Fire Blanket | 1.2m x 1.2m | 2021
Trinity College - Unit 7 IDA Centre (TTEC) | 013 Room 20 | Foam | 6ltr | 2018
Trinity College - Unit 7 IDA Centre (TTEC) | 014 Room 20 | Co2 | 2kg | 2016
Trinity College - Unit 7 IDA Centre (TTEC) | 014A Room 20 | Fire Blanket | 1.2m x 1.2m | 2018
Trinity College - Unit 7 IDA Centre (TTEC) | 014B Metal Treatment rooms corridor (L2 POWDER) | Dry Powder | 9kg | 2018
Trinity College - Unit 7 IDA Centre (TTEC) | 014C Metal Treatment rooms corridor (L2 POWDER) | Dry Powder | 9kg | 2018
Trinity College - Unit 7 IDA Centre (TTEC) | 014D Metal Treatment rooms LHS (L2 POWDER) | Dry Powder | 9kg | 2018
Trinity College - Unit 7 IDA Centre (TTEC) | 014E Metal Treatment rooms RHS (L2 POWDER) | Dry Powder | 9kg | 2018
Trinity College - Unit 7 IDA Centre (TTEC) | 014F Outside Amber Polymer Lab | Foam | 6ltr | 2018
Trinity College - Unit 7 IDA Centre (TTEC) | 014G Outside Amber Polymer Lab | Co2 | 2kg | 2019
Trinity College - Unit 7 IDA Centre (TTEC) | 014H Outside Amber Polymer Lab | Fire Blanket | 1.2m x 1.2m | 2021
Trinity College - Unit 7 IDA Centre (TTEC) | 015 outside La-ICP-MS/OES Lab | Water | 6ltr | 2023
Trinity College - Unit 7 IDA Centre (TTEC) | 016 outside La-ICP-MS/OES Lab | Co2 | 2kg | 2016
Trinity College - Unit 7 IDA Centre (TTEC) | 017 Outside XRD Lab | Foam | 6ltr | 2021
Trinity College - Unit 7 IDA Centre (TTEC) | 018 Outside XRD Lab | Co2 | 2kg | 2016
Trinity College - Unit 7 IDA Centre (TTEC) | 019 Ultraclean Lab | Co2 | 2kg | 2021
Trinity College - Unit 7 IDA Centre (TTEC) | 019A Ultraclean Lab | Co2 | 2kg | 2017
Trinity College - Unit 7 IDA Centre (TTEC) | 020 outside Ultraclean Lab | Foam | 6ltr | 2015
Trinity College - Unit 7 IDA Centre (TTEC) | 021 outside Ultraclean Lab | Co2 | 2kg | 2016
Trinity College - Unit 7 IDA Centre (TTEC) | 022 General Lab (2541) | Co2 | 2kg | 2016
Trinity College - Unit 7 IDA Centre (TTEC) | 023 General Lab New | Fire Blanket | 1.2m x 1.2m | 2020
Trinity College - Unit 7 IDA Centre (TTEC) | 024 General Lab New | Co2 | 2kg | 2020
Trinity College - Unit 7 IDA Centre (TTEC) | 025 General Lab New | Fire Blanket | 1.2m x 1.2m | 2020
Trinity College - Unit 7 IDA Centre (TTEC) | 026 Room 04 | Co2 | 2kg | 2016
Trinity College - Unit 7 IDA Centre (TTEC) | 027 Room 04 | Fire Blanket | 1.2m x 1.2m | 2020
Trinity College - Unit 7 IDA Centre (TTEC) | 028 Room 04 | Fire Blanket | 1.2m x 1.2m | 2020
Trinity College - Unit 7 IDA Centre (TTEC) | 029 outside room 04 | Foam | 6ltr | 2021
Trinity College - Unit 7 IDA Centre (TTEC) | 030 outside room 04 | Co2 | 2kg | 2015
Trinity College - Unit 9 IDA Centre (TTEC) | 001 Fire Exit at Toilet | Water | 6ltr | 2016
Trinity College - Unit 9 IDA Centre (TTEC) | 002 Fire Exit at Toilet | Co2 | 2kg | 2015
Trinity College - Unit 9 IDA Centre (TTEC) | 003 Lab opposite toilet | Foam | 6ltr | 2016
Trinity College - Unit 9 IDA Centre (TTEC) | 004 Lab opposite Toilet | Co2 | 2kg | 2019
Trinity College - Unit 9 IDA Centre (TTEC) | 005 Lab opposite Toilet | Fire Blanket | 1.8m x 1.2m | 2020
Trinity College - Unit 9 IDA Centre (TTEC) | 006 Small Room end of corridor opposite Servo Room | Co2 | 2kg | 2015
Trinity College - Unit 9 IDA Centre (TTEC) | 007 Small Room end of corridor opposite Servo Room | Fire Blanket | 1.2m x 1.2m | 2015
Trinity College - Unit 9 IDA Centre (TTEC) | 008 Corridor outside Servo | Water | 6ltr | 2016
Trinity College - Unit 9 IDA Centre (TTEC) | 009 Corridor outside Servo | Co2 | 2kg | 2015
Trinity College - Unit 9 IDA Centre (TTEC) | 010 Lab Beside Servo Room | Foam | 6ltr | 2016
Trinity College - Unit 9 IDA Centre (TTEC) | 011 Lab Beside Servo Room | Co2 | 2kg | 2015
Trinity College - Unit 9 IDA Centre (TTEC) | 012 Lab Beside Servo Room | Fire Blanket | 1.2m x 1.2m | 2020
Trinity College - Unit 9 IDA Centre (TTEC) | 013 Room in Link Corridor to Units 27/29 | Foam | 6ltr | 2016
Trinity College - Unit 9 IDA Centre (TTEC) | 014 Room in Link Corridor to Units 27/29 | Co2 | 2kg | 2015
Trinity College - Unit 9 IDA Centre (TTEC) | 015 Room in Link Corridor to Units 27/29 | Fire Blanket | 1.2m x 1.2m | 2020
Trinity College - Unit 9 IDA Centre (TTEC) | 016 Link Corridor to Units 27/29 | Foam | 6ltr | 2018
Trinity College - Unit 9 IDA Centre (TTEC) | 017 Link Corridor to Units 27/29 | Co2 | 2kg | 2015
Trinity College - Unit 9 IDA Centre (TTEC) | 018 Link Corridor to Units 27/29 | Fire Blanket | 1.2m x 1.2m | 2016
Trinity College - Ussher Library | 001 Library Level 5 | Water | 6ltr | 2024
Trinity College - Ussher Library | 002 level 5 library | Co2 | 2kg | 2022
Trinity College - Ussher Library | 003 Library Level 5 back wall | Water | 6ltr | 2020
Trinity College - Ussher Library | 004 Library Level 5 back wall | Co2 | 2kg | 2022
Trinity College - Ussher Library | 005 Library Level 4 | Water | 6ltr | 2024
Trinity College - Ussher Library | 006 Library Level 4 | Co2 | 2kg | 2022
Trinity College - Ussher Library | 007 Library Level 4 | Water | 6ltr | 2024
Trinity College - Ussher Library | 008 Library Level 4 | Co2 | 2kg | 2022
Trinity College - Ussher Library | 009 Library Level 4 | Water | 6ltr | 2020
Trinity College - Ussher Library | 010 Library Level 4 | Co2 | 2kg | 2022
Trinity College - Ussher Library | 011 Library Level 4 | Water | 6ltr | 2022
Trinity College - Ussher Library | 012 Library Level 4 | Co2 | 2kg | 2022
Trinity College - Ussher Library | 013 Library Level 3 Front Stairwell | Water | 9ltr | 2024
Trinity College - Ussher Library | 014 Library 3 Front Stairwell | Co2 | 2kg | 2022
Trinity College - Ussher Library | 015 Library Level 3 Front Corner | Water | 6ltr | 2024
Trinity College - Ussher Library | 016 Library Level 3 Front corner | Co2 | 2kg | 2022
Trinity College - Ussher Library | 017 Library Level 3 Back Lift Lobby | Foam | 6ltr | 2024
Trinity College - Ussher Library | 018 Library Level 3 Back Lift Lobby | Co2 | 2kg | 2022
Trinity College - Ussher Library | 019 Library Level 3 Back Corner | Water | 6ltr | 2023
Trinity College - Ussher Library | 020 Library Level 3 Back Corner | Co2 | 2kg | 2022
Trinity College - Ussher Library | 021 Library Level 2 Back Corner | Foam | 6ltr | 2022
Trinity College - Ussher Library | 022 Library Level 2 Back Corner | Co2 | 2kg | 2022
Trinity College - Ussher Library | 023 Library Level 2 Front Stairwell | Water | 6ltr | 2024
Trinity College - Ussher Library | 024 Library Level 2 Front Stairwell | Co2 | 2kg | 2022
Trinity College - Ussher Library | 025 Library Level 2 Front Corner | Water | 6ltr | 2024
Trinity College - Ussher Library | 026 Library Level 2 Front Corner | Co2 | 2kg | 2022
Trinity College - Ussher Library | 027 Library Level 2 Back Lift Lobby | Foam | 6ltr | 2021
Trinity College - Ussher Library | 028 Library Level 2 Back Lift Lobby | Co2 | 2kg | 2022
Trinity College - Ussher Library | 029 Laboratory 2nd Floor Conservation Lab | Foam | 6ltr | 2022
Trinity College - Ussher Library | 030 Laboratory 2nd Floor Conservaion Lab | Co2 | 2kg | 2022
Trinity College - Ussher Library | 031 Laboratory 2nd Floor Conservention Lab | Fire Blanket | 1.2m x 1.2m | 2020
Trinity College - Ussher Library | 032 Laboratory 2nd Floor Convervation Lab | Foam | 6ltr | 2022
Trinity College - Ussher Library | 033 Laboratory 2nd Floor Conservatrion Lab | Co2 | 2kg | 2022
Trinity College - Ussher Library | 034 Library Level 1 Front Stairwell | Foam | 6ltr | 2022
Trinity College - Ussher Library | 034A 1st floor stairwell | Co2 | 2kg | 2022
Trinity College - Ussher Library | 035 Library Level 1 Book Block Room | Water | 6ltr | 2020
Trinity College - Ussher Library | 036 Library Level 1 Book Block Room | Co2 | 2kg | 2022
Trinity College - Ussher Library | 037 Library Level 1 Computer Room | Water | 6ltr | 2020
Trinity College - Ussher Library | 038 Library Level 1 Computer Room | Co2 | 2kg | 2015
Trinity College - Ussher Library | 039 Library Level 1 Reading Room | Water | 6ltr | 2020
Trinity College - Ussher Library | 040 Library Level 1 Reading Room | Co2 | 2kg | 2015
Trinity College - Ussher Library | 041 Library Level 1 conversation area | Foam | 6ltr | 2023
Trinity College - Ussher Library | 042 Library Conservation Lab | Co2 | 2kg | 2022
Trinity College - Ussher Library | 042A Laboratory Level 1 Con Lab | Water | 6ltr | 2023
Trinity College - Ussher Library | 042B Laboratory Level 1 Con. Lab | Co2 | 2kg | 2015
Trinity College - Ussher Library | 043 Library Ground Floor Orienation Area | Water | 6ltr | 2020
Trinity College - Ussher Library | 044 Library Ground Floor Orientation Area | Co2 | 2kg | 2022
Trinity College - Ussher Library | 045 Kitchen ground floor kitchen | Dry Powder | 2kg | 2022
Trinity College - Ussher Library | 046 Kitchen/Dining Ground Floor Kitchen | Co2 | 2kg | 2022
Trinity College - Ussher Library | 047 Kitchen/dinning ground floor kitchen | Fire Blanket | 1.2m x 1.2m | 2021
Trinity College - Ussher Library | 048 Library Ground Floor Corridor | Water | 6ltr | 2020
Trinity College - Ussher Library | 049 Library Ground Floor Corridor | Co2 | 2kg | 2022
Trinity College - Ussher Library | 050 Library Ground Floor Lift Lobby | Foam | 6ltr | 2015
Trinity College - Ussher Library | 051 Library Ground Floor Lift Lobby | Co2 | 2kg | 2021
Trinity College - Ussher Library | 052 Library Ground Floor fire exit | Water | 6ltr | 2022
Trinity College - Ussher Library | 053 Library Ground Floor Main Floor Corner | Co2 | 2kg | 2020
Trinity College - Ussher Library | 054 Library Ground Floor Secure Book Store | Water | 6ltr | 2020
Trinity College - Ussher Library | 055 Library Ground Floor secure book store | Co2 | 2kg | 2022
Trinity College - Ussher Library | 056 Library Ground Floor Loading Bay | Foam | 6ltr | 2022
Trinity College - Ussher Library | 057 Ground Floor Loading Bay | Co2 | 5kg | 2022
Trinity College - Ussher Library | 058 Library Ground Floor Bindery | Foam | 6ltr | 2018
Trinity College - Ussher Library | 059 Library Ground Floor Bindery | Co2 | 2kg | 2022
Trinity College - Ussher Library | 060 Library Ground Floor Reprographics | Foam | 6ltr | 2022
Trinity College - Ussher Library | 061 Library Ground Floor Reprographics | Co2 | 2kg | 2020
Trinity College - Ussher Library | 062 Library Floor A.T.I.C | Foam | 6ltr | 2018
Trinity College - Ussher Library | 063 Library Ground Floor A.T.I.C | Co2 | 2kg | 2020
Trinity College - Ussher Library | 064 Library Mezzanine Level Front Stairs | Water | 6ltr | 2020
Trinity College - Ussher Library | 065 Library Mazzanine Level | Co2 | 2kg | 2020
Trinity College - Ussher Library | 066 Library Mezzanine Level Server Room | Co2 | 2kg | 2022
Trinity College - Ussher Library | 067 Library Mezzanine Level | Foam | 6ltr | 2015
Trinity College - Ussher Library | 068 Library Mezzanine Level | Co2 | 2kg | 2022
Trinity College - Ussher Library | 069 Mezzanine Level Stacks Lift | Water | 6ltr | 2020
Trinity College - Ussher Library | 070 Mezzanine Level Stacks Lift | Co2 | 2kg | 2022
Trinity College - Ussher Library | 071 Mezzanine Level Back Stairwell | Water | 6ltr | 2020
Trinity College - Ussher Library | 072 Mezzanine Level Back Stairwell | Co2 | 2kg | 2020
Trinity College - Ussher Library | 073 Mezzanine Level | Water | 6ltr | 2020
Trinity College - Ussher Library | 074 Mezzanine Level | Co2 | 2kg | 2020
Trinity College - Ussher Library | 075 Plantroom Mezzanine Level Plant room | Co2 | 2kg | 2020
Trinity College - Ussher Library | 076 Plantroom Mezzanine Level Plant Room | Co2 | 5kg | 2021
Trinity College - Ussher Library | 077 Mezzanine Level plantroom | Dry Powder | 6kg | 2020
Trinity College - Ussher Library | 078 Plantroom Mezzanine Level Plant Room | Co2 | 5kg | 2021
Trinity College - Ussher Library | 079 Mezzanine Level map library | Water | 6ltr | 2020
Trinity College - Ussher Library | 080 Mezzanine Level map library | Co2 | 2kg | 2020
Trinity College - Ussher Library | 081 Library Mezzanine Level | Foam | 6ltr | 2022
Trinity College - Ussher Library | 082 Mezzanine Level | Co2 | 2kg | 2020
Trinity College - Ussher Library | 083 Basement Lift lobby | Foam | 6ltr | 2015
Trinity College - Ussher Library | 084 Basement Lift lobby | Co2 | 2kg | 2022
Trinity College - Ussher Library | 085 Plantroom Basement Lift Motor L81 | Co2 | 2kg | 2022
Trinity College - Ussher Library | 085A Plantroom Basement Lift Motor L 81(6kg auto) | Dry Powder | 6kg | 2021
Trinity College - Ussher Library | 086 Basement back wall | Water | 6ltr | 2020
Trinity College - Ussher Library | 087 Basement back wall | Co2 | 2kg | 2022
Trinity College - Ussher Library | 088 Basement back Lift Lobby | Water | 6ltr | 2022
Trinity College - Ussher Library | 089 Basement Back Lift Lobby | Co2 | 2kg | 2022
Trinity College - Ussher Library | 090 Plantroom Basement Lift Motor L80 (6kg auto) | Dry Powder | 6kg | 2021
Trinity College - Ussher Library | 091 Basement | Water | 6ltr | 2020
Trinity College - Ussher Library | 092 Basemnet | Co2 | 2kg | 2022
Trinity College - Ussher Library | 093 outside Basement Plantroom | Dry Powder | 6kg | 2020
Trinity College - Ussher Library | 094 outside basement plantroom | Co2 | 5kg | 2021
Trinity College - Ussher Library | 095 Basement Back Stairwell | Foam | 6ltr | 2022
Trinity College - Ussher Library | 096 Basement Back Stairwell | Co2 | 2kg | 2022
Trinity College - Ussher Library | 097 Library Basement Map library | Foam | 6ltr | 2015
Trinity College - Ussher Library | 098 Basement Map Library | Co2 | 2kg | 2022
Trinity College - Ussher Library | 099 Library Basement Map Library | Water | 6ltr | 2020
Trinity College - Ussher Library | 100 BasementMap Library | Co2 | 2kg | 2022
Trinity College - Ussher Library | 101 Library Basement Map Library | Fire Blanket | 1.8m x 1.2m | 2020
Trinity College - Ussher Library | 102 Plantroom Basement in Plantroom | Dry Powder | 6kg | 2020
Trinity College - Ussher Library | 103 Plantroom Basement in Plantroom | Co2 | 5kg | 2021
Trinity College - Ussher Library | 104 Plantroom Basement Map Lift Motor (Auto) | Dry Powder | 6kg (Automatic) | 2021
Trinity College - Vehicles | 002 JCB (142-D-17402) | Dry Powder | 2kg | 2021
Trinity College - Vehicles | 006 Toyota Hi-ace (08-D12927) (ACCOMMODATIONS) | Dry Powder | 2kg | 2021
Trinity College - Vehicles | 007 Toyota Hi-ace (05-D-8448) | Dry Powder | 2kg | 2022
Trinity College - Vehicles | 008 Mitsubushi Canter (06-D-85602) | Dry Powder | 3kg | 2018
Trinity College - Vehicles | 009 Renault 12-D-38095 | Dry Powder | 6kg | 2022
Trinity College - Vehicles | 009 Renault Master Hazardous Materials 12-D-38095 | Dry Powder | 2kg | 2020
Trinity College - Vehicles | 10 Nissan NV200 SV 40KW (Security) 182 D 22465 | Dry Powder | 2kg | 2021
Trinity College - Vehicles | 005 spare in kevins office | Dry Powder | 2kg | 2021
Trinity College - Vehicles | 12 Toyota Hi-ace (06-D-66168) | Dry Powder | 2kg | 2021
Trinity College - Vehicles | 13 Mitsubushi Fuso (Box Body) 171-D-8869 | Dry Powder | 2kg | 2021
Trinity College - Vehicles | 14 Nissan NV200 SV 40KW 4DR Auto(Mail) 182-D-22467 | Co2 | 2kg | 2021
Trinity College - Watts Building | 001 3rd Floor at Toilets | Water | 6ltr | 2023
Trinity College - Watts Building | 002 3rd Floor at Toilets | Co2 | 2kg | 2023
Trinity College - Watts Building | 003 Through Doors on left to exit | Water | 6ltr | 2023
Trinity College - Watts Building | 004 Through Doors on left to exit | Co2 | 2kg | 2023
Trinity College - Watts Building | 005 Across Bridge | Water | 6ltr | 2023
Trinity College - Watts Building | 006 Across Bridge | Co2 | 2kg | 2023
Trinity College - Watts Building | 007 Corridor | Water | 6ltr | 2024
Trinity College - Watts Building | 008 Corridor | Co2 | 2kg | 2024
Trinity College - Watts Building | 009 Corridor Leaking From Drum | Hose Reel | 19mm Swinging Auto Hose Reel
Trinity College - Watts Building | 010 Lab first door on right Neeeds mounted & sign | Dry Powder | 6kg | 2020
Trinity College - Watts Building | 011 Lab second door on left | Dry Powder | 6kg | 2024
Trinity College - Watts Building | 012 Lab second door on Left | Co2 | 2kg | 2024
Trinity College - Watts Building | 013 Lab second door on left | Fire Blanket | 1.8m x 1.2m | 2024
Trinity College - Watts Building | 014 Lab third door on right | Dry Powder | 3kg | 2023
Trinity College - Watts Building | 015 Lab third door on right | Co2 | 2kg | 2024
Trinity College - Watts Building | 016 Lab third door on right | Fire Blanket | 1.8m x 1.2m | 2024
Trinity College - Watts Building | 017 Exit to bridge | Water | 6ltr | 2023
Trinity College - Watts Building | 018 Exit to bridge | Co2 | 2kg | 2023
Trinity College - Watts Building | 019 Across Bridge | Water | 6ltr | 2023
Trinity College - Watts Building | 020 Across Bridge | Co2 | 2kg | 2023
Trinity College - Watts Building | 020A Across Bridge | Hose Reel | 19mm Swinging Auto Hose Reel | 0000
Trinity College - Watts Building | 021 2nd Floor Through green doors | Water | 6ltr | 2023
Trinity College - Watts Building | 022 2nd Floor Through green doors | Co2 | 2kg | 2023
Trinity College - Watts Building | 023 Lab 2.16 | Dry Powder | 2kg | 2021
Trinity College - Watts Building | 024 Lab 2.16 in Pharmacology & Thera at Green door | Co2 | 2kg | 2021
Trinity College - Watts Building | 025 Outside 2.14 | Water | 6ltr | 2023
Trinity College - Watts Building | 026 Outside 2.14 | Co2 | 2kg | 2023
Trinity College - Watts Building | 027 Outside 2.14 | Hose Reel | 19mm Swinging Auto Hose Reel | 0000
Trinity College - Watts Building | 028 Outside Physiology dept F016 | Water | 6ltr | 2023
Trinity College - Watts Building | 029 Outside Physiology F016 | Co2 | 2kg | 2023
Trinity College - Watts Building | 030 Outside Hartigan seminar room | Water | 6ltr | 2023
Trinity College - Watts Building | 031 Outside Hartigan seminar room | Co2 | 2kg | 2023
Trinity College - Watts Building | 032 Outside Hartigan seminar room | Hose Reel | 19mm Fixed Auto Hose Reel | 0000
Trinity College - Watts Building | 033 Outside room F005 Physiology | Water | 6ltr | 2023
Trinity College - Watts Building | 034 Outside room F005 Physiology | Co2 | 2kg | 2023
Trinity College - Watts Building | 035 Ground Floor Outside academic registry | Hose Reel | 19mm Swinging Auto Hose Reel | 0000
Trinity College - Watts Building | 036 Academic Registry Kitchen | Fire Blanket | 1.2m x 1.2m | 2023
Trinity College - Watts Building | 036A right of door | Water | 6ltr | 2023
Trinity College - Watts Building | 036B right of door | Co2 | 2kg | 2023
Trinity College - Watts Building | 037 Outside Room 1.19 | Water | 6ltr | 2023
Trinity College - Watts Building | 038 Outside Room 1.19 | Co2 | 2kg | 2023
Trinity College - Watts Building | 039 Inside Room 1.18 | Co2 | 2kg | 2023
Trinity College - Watts Building | 040 Inside Room 1.18 | Fire Blanket | 1.8m x 1.2m | 2024
Trinity College - Watts Building | 041 1.19 paleobiology lab | Dry Powder | 1kg | 2024
Trinity College - Watts Building | 041A 1.19 paleobiology lab | Co2 | 2kg | 2024
Trinity College - Watts Building | 041B paleobiology lab 1.19, in store room New | Fire Blanket | 1.2m x 1.2m | 2020
Trinity College - Watts Building | 041c inside lab room 1.9 | Fire Blanket | 1.2m x 1.2m | 2023
Trinity College - Watts Building | 041D chemical lab inside storeroom at Room 1.9 | Fire Blanket | 1.2m x 1.2m | 2020
Trinity College - Watts Building | 042 Plant Ecophysiology Room | Dry Powder | 6kg | 2020
Trinity College - Watts Building | 043 Plant Ecophysiology Room | Co2 | 2kg | 2021
Trinity College - Watts Building | 044 Academic Registry | Water | 6ltr | 2023
Trinity College - Watts Building | 045 Academic Registry | Co2 | 2kg | 2023
Trinity College - Watts Building | 046 Exit Behind Academic Registry | Water | 6ltr | 2023
Trinity College - Watts Building | 046A Exit Behind Academic Registry | Co2 | 2kg | 2023
Trinity College - Watts Building | 048 Global Room Tear in hose | Hose Reel | 19mm Swinging Auto Hose Reel
Trinity College - Watts Building | 049 Global Room | Water | 6ltr | 2023
Trinity College - Watts Building | 050 Global Room | Co2 | 2kg | 2023
Trinity College - Watts Building | 051 Outside Toilets | Water | 6ltr | 2023
Trinity College - Watts Building | 052 Outside Toilets | Co2 | 2kg | 2023
Trinity College - Watts Building | 053 End of Concourse Landing First Floor | Water | 6ltr | 2021
Trinity College - Watts Building | 054 middle of first floor Concourse | Water | 6ltr | 2021
Trinity College - Watts Building | 055 Through green doors on lower ground floor | Water | 6ltr | 2023
Trinity College - Watts Building | 056 Through green doors on lower ground floor | Co2 | 2kg | 2023
Trinity College - Watts Building | 057 Main office | Water | 6ltr | 2023
Trinity College - Watts Building | 058 Main office | Co2 | 2kg | 2023
Trinity College - Watts Building | 059 Outside kitchen right side | Water | 6ltr | 2023
Trinity College - Watts Building | 060 Outisde kitchen right side | Co2 | 2kg | 2023
Trinity College - Watts Building | 061 Outside kitchen right side | Hose Reel | 19mm Swinging Auto Hose Reel | 0000
Trinity College - Watts Building | 061A kitchen | Fire Blanket | 1.2m x 1.2m | 2023
Trinity College - Watts Building | 062 Main office rear right | Water | 6ltr | 2023
Trinity College - Watts Building | 063 Main office rear right | Co2 | 2kg | 2023
Trinity College - Watts Building | 064 Fire exit | Water | 6ltr | 2023
Trinity College - Watts Building | 065 Fire exit | Co2 | 2kg | 2023
Trinity College - Watts Building | 066 Main office rear left | Water | 6ltr | 2023
Trinity College - Watts Building | 067 Main office rear left | Co2 | 2kg | 2023
Trinity College - Watts Building | 068 Exit at rear main office - No Water Supply | Hose Reel | 19mm Swinging Auto Hose Reel | 0000
Trinity College - Watts Building | 069 Fire exit | Water | 6ltr | 2023
Trinity College - Watts Building | 070 Fire exit | Co2 | 2kg | 2023
Trinity College - Watts Building | 071 Outisde conference room LG004 | Water | 6ltr | 2023
Trinity College - Watts Building | 072 Outside conference room LG004 | Co2 | 2kg | 2023
Trinity College - Watts Building | 073 Outside Oscar Wilde Centre | Water | 6ltr | 2015
Trinity College - Watts Building | 074 Outside Oscar Wilde Centre | Hose Reel | 19mm Swinging Auto Hose Reel | 0000
Trinity College - Watts Building | 075 boilerhouse top of building | Co2 | 5kg | 2023
Trinity College - Watts Building | 076 boilerhouse top of building | Dry Powder | 6kg | 2023
Trinity College - Watts Building | 077 Watts plantroom through door to roof then RHS | Co2 | 2kg | 2015
Trinity College - Watts Building | 078 Watts plantroom through door to roof then RHS | Dry Powder | 6kg | 2015
Trinity College - Watts Building | 079 plantroom roof side of satellite dishes | Co2 | 2kg | 2015
Trinity College - Watts Building | 080 plantroom roof at side of satellite dishes | Dry Powder | 6kg | 2015
Trinity College - West Chapel | 002 Ground Floor entrance | Water | 6ltr | 2022
Trinity College - West Chapel | 003 Ground floor entrance | Co2 | 2kg | 2015
Trinity College - West Chapel | 003A behind accommodation reception | Water | 6ltr | 2022
Trinity College - West Chapel | 004 1st floor landing | Water | 6ltr | 2022
Trinity College - West Chapel | 005 1st floor landing | Co2 | 2kg | 2020
Trinity College - West Chapel | 006 2nd floor landing | Water | 6ltr | 2022
Trinity College - West Chapel | 007 2nd floor landing | Co2 | 2kg | 2020
Trinity College - West Theatre | 001 Basement | Water | 6ltr | 2022
Trinity College - West Theatre | 002 Ground Floor Entrance | Water | 6ltr | 2021
Trinity College - West Theatre | 003 Ground Floor Secretarys Office | Co2 | 2kg | 2022
Trinity College - West Theatre | 004 Ground Floor Enquiries office | Co2 | 2kg | 2019
Trinity College - West Theatre | 005 1st Floor landing | Co2 | 2kg | 2019
Trinity College - West Theatre | 006 1st Floor at reception | Water | 6ltr | 2022
Trinity College - West Theatre | 007 1st Floor Rear Stairs | Water | 6ltr | 2022
Trinity College - West Theatre | 008 1st Floor Rear Stairs | Co2 | 2kg | 2022
Trinity College - West Theatre | 009 2nd Floor landing | Water | 6ltr | 2021
Trinity College - West Theatre | 010 2nd floor landing | Co2 | 2kg | 2015
Trinity College - West Theatre | 011 2nd Floor Rear Stairs | Water | 6ltr | 2022
Trinity College - West Theatre | 012 2nd Floor Rear Stairs | Co2 | 2kg | 2022
Trinity College - West Theatre | 013 3rd Floor Rear Stairs | Water | 6ltr | 2021
Trinity College - West Theatre | 014 3rd Floor Rear Stairs | Co2 | 2kg | 2022
Trinity College - Zoology | 001 Attic | Dry Powder | 6kg | 2024
Trinity College - Zoology | 002 Attic | Water | 6ltr | 2023
Trinity College - Zoology | 003 Attic | Co2 | 2kg | 2023
Trinity College - Zoology | 004 2nd Floor Emergency Exit | Foam | 6ltr | 2020
Trinity College - Zoology | 005 2nd Floor Emergency Exit | Co2 | 2kg | 2021
Trinity College - Zoology | 006 2nd Floor Molecular La b | Foam | 6ltr | 2022
Trinity College - Zoology | 007 2nd Floor Molecular Lab | Co2 | 2kg | 2024
Trinity College - Zoology | 008 2nd Floor Molecular Lab | Fire Blanket | 1.0m x 1.0m | 2018
Trinity College - Zoology | 009 2nd Floor Mezz 2.7D | Water | 6ltr | 2021
Trinity College - Zoology | 010 2nd Floor Meez 2.7D | Co2 | 2kg | 2024
Trinity College - Zoology | 011 2nd Floor Corridor | Foam | 6ltr | 2020
Trinity College - Zoology | 012 2nd Floor Corridor | Co2 | 2kg | 2024
Trinity College - Zoology | 013 2nd Floor Molecular Laboratory | Foam | 6ltr | 2022
Trinity College - Zoology | 014 2nd Floor Molec Laboratory | Co2 | 2kg | 2024
Trinity College - Zoology | 015 2nd Floor Para Lab | Foam | 6ltr | 2022
Trinity College - Zoology | 016 2nd Floor Para Lab | Co2 | 2kg | 2024
Trinity College - Zoology | 017 2nd Floor Para Lab | Fire Blanket | 1.2m x 1.2m | 2021
Trinity College - Zoology | 018 2nd Floor Corridor | Foam | 6ltr | 2020
Trinity College - Zoology | 019 2nd Floor Corridor | Co2 | 2kg | 2020
Trinity College - Zoology | 020 2nd Floor Biology lab | Foam | 6ltr | 2020
Trinity College - Zoology | 021 Laboratory Biology lab | Co2 | 2kg | 2020
Trinity College - Zoology | 022 2nd Floor Biology lab | Fire Blanket | 1.2m x 1.2m | 2021
Trinity College - Zoology | 023 2nd Floor research Lab 2.12 NA | Foam | 6ltr | 2022
Trinity College - Zoology | 024 2nd floor research Lab 2.12 | Co2 | 2kg | 2023
Trinity College - Zoology | 025 2nd floor research Lab 2.12 | Fire Blanket | 1.2m x 1.2m | 2021
Trinity College - Zoology | 026 2nd floor research office 2.12A NA | Foam | 6ltr | 2020
Trinity College - Zoology | 027 2nd floor research office 2.12A | Co2 | 2kg | 2023
Trinity College - Zoology | 028 2nd floor research office 2.12A | Fire Blanket | 1.2m x 1.2m | 2021
Trinity College - Zoology | 029 Rear exit through Auk room | Foam | 6ltr | 2022
Trinity College - Zoology | 030 1st floor Auk room | Co2 | 2kg | 2023
Trinity College - Zoology | 031 1st Floor Museum outside | Foam | 6ltr | 2020
Trinity College - Zoology | 032 1st Floor Museum outside | Co2 | 2kg | 2018
Trinity College - Zoology | 033 1st Floor Surgery Marine Lab | Dry Powder | 6kg | 2020
Trinity College - Zoology | 034 1st Floor surgery Marine Lab | Co2 | 2kg | 2023
Trinity College - Zoology | 035 1st Floor Surgery Marine Lab | Fire Blanket | 1.2m x 1.2m | 2015
Trinity College - Zoology | 038 1st Floor surgery Corridor | Foam | 6ltr | 2022
Trinity College - Zoology | 039 1st Floor Surgery Corridor | Co2 | 2kg | 2020
Trinity College - Zoology | 040 1st Floor Surgery Landing | Hose Reel | 19mm Fixed Auto Hose Reel | 1995
Trinity College - Zoology | 066 Ground Floor Corridor outside | Foam | 6ltr | 2022
Trinity College - Zoology | 067 Ground Floor Corridor | Co2 | 2kg | 2016
Trinity College - Zoology | 068 Ground Floor Corridor | Fire Blanket | 1.2m x 1.2m | 2015
Trinity College - Zoology | 069 Ground Floor Coridor | Foam | 6ltr | 2022
Trinity College - Zoology | 070 Ground Floor Corridor | Co2 | 2kg | 2016
Trinity College - Zoology | 071 Ground Floor Entrance | Foam | 6ltr | 2022
Trinity College - Zoology | 072 Ground Floor Entrance | Co2 | 2kg | 2021
Trinity College - Zoology | 059 Transit Connect van. | Dry Powder | 2kg | 2021
Trinity College - Accommodation | College Entrance | Foam | 6ltr | 2019
Trinity College - Accommodation | College Entrance | Co2 | 2kg | 2019
Trinity College - Accommodation | Kicthen RHS | Fire Blanket | 1.2m x 1.2m | 2019
Trinity College - Accommodation | Kitchen | Dry Powder | 2kg | 2019
Trinity College - Accommodation | Outside room 53.1.01 | Foam | 6ltr | 2020
Trinity College - Accommodation | Downstairs outside room 53.0.02 | Foam | 6ltr | 2020
Trinity College - Accommodation | half way down corridor to kitchen LHS | Dry Powder | 1kg | 2019
Trinity College - Accommodation | Kitchen | Fire Blanket | 1.2m x 1.2m | 2019
Trinity College - Accommodation | Entrance at pearse street | Foam | 6ltr | 2019
Trinity College - Accommodation | Entrance at pearse street | Co2 | 2kg | 2019
Trinity College - Accommodation | College Entrance | Foam | 6ltr | 2019
Trinity College - Accommodation | College Entrance | Co2 | 2kg | 2019
Trinity College - Accommodation | up stairs to kitchen | Fire Blanket | 1.2m x 1.2m | 2019
Trinity College - Accommodation | Kitchen | Dry Powder | 2kg | 2019
Trinity College - Accommodation | Down stairs through door 54 to kicthen lhs | Fire Blanket | 1.2m x 1.2m | 2019
Trinity College - Accommodation | Kitchen | Dry Powder | 1kg | 2019
Trinity College - Accommodation | Fe sign outside electric room | Foam | 6ltr | 2020
Trinity College - Accommodation | Fe sign outside electric room | Co2 | 2kg | 2020
Trinity College - Accommodation | Down stairs entrance from pearce street | Foam | 6ltr | 2019
Trinity College - Accommodation | entrance from pearce street | Co2 | 2kg | 2019
Trinity College - Accommodation | up Stair to 55 college entrance | Foam | 6ltr | 2019
Trinity College - Accommodation | College entrance 55 | Co2 | 2kg | 2019
Trinity College - Accommodation | Up stairs kitchen | Fire Blanket | 1.2m x 1.2m | 2019
Trinity College - Accommodation | Kitchen | Dry Powder | 1kg | 2019
Trinity College - Accommodation | College entrance 56 | Foam | 6ltr | 2019
Trinity College - Accommodation | College entrance 56 | Co2 | 2kg | 2019
Trinity College - Accommodation | up stairs to kitchen LHS | Fire Blanket | 1.2m x 1.2m | 2019
Trinity College - Accommodation | Kitchen | Dry Powder | 1kg | 2019
Trinity College - Accommodation | outside room 53.1.03 | Foam | 6ltr | 2020
Trinity College - Accommodation | Down stairs outside room 56.0.03 | Foam | 6ltr | 2020
Trinity College - Accommodation | Kitchen rhs | Dry Powder | 1kg | 2019
Trinity College - Accommodation | Kitchen | Fire Blanket | 1.2m x 1.2m | 2019
Trinity College - Accommodation | Down stairs entrance from pearce street | Foam | 6ltr | 2019
Trinity College - Accommodation | Entrance at pearse street | Co2 | 2kg | 2019
Trinity College - Accommodation | entrance from pearce street bottom stairs unit 10 | Foam | 6ltr | 2019
Trinity College - Accommodation | Entrance at pearse street | Co2 | 2kg | 2019
Trinity College - Accommodation | Entrance at pearse street | Foam | 6ltr | 2020
Trinity College - Accommodation | boiler hous, bottom stairs from unit 028 | Dry Powder | 6kg | 2020
Trinity College - Accommodation | boiler room bottom of stairs | Co2 | 2kg | 2020
Trinity College - Accommodation | right from boiler house, near switch room | Co2 | 2kg | 2020
Trinity College - Accommodation | Lift Shaft | Co2 | 2kg | 2020
Trinity College - Trinity Hall (Block 1) | Spare | Fire Blanket | 1.2m x 1.2m | 2022
Trinity College - Trinity Hall (Block 1) | Spare | Fire Blanket | 1.2m x 1.2m | 2022
Trinity College - Physics | 028 boiler house | Dry Powder | 6kg (Automatic) | 2016
Trinity College - Old Library | 015 Top of stairs Long room | Foam | 6ltr | 2019
Trinity College - Biomedical Science (TBSI) | 131 reception lift lobby | Co2 | 2kg | 2021
Trinity College - Biomedical Science (TBSI) | 225D Kitchen B3 | Dry Powder | 6kg | 2022
Trinity College - Security Hut | Security hut LHS | Water | 6ltr | 2020
Trinity College - Security Hut | Security RHS entrance to college green | Water | 6ltr | 2020
Trinity College - Security Hut | Security RHS entrance to college green | Co2 | 2kg | 2020
Trinity College - Security Hut | Security RHS entrance to college green | Water | 6ltr | 2020
Trinity College - Security Hut | Security RHS entrance to college green | Co2 | 2kg | 2020
Trinity College - Trinity Health Centre (St James' Hospital) | 017B lab kitchen | Fire Blanket | 1.2m x 1.2m | 2023
Trinity College - Trinity Health Centre (St James' Hospital) | 017 B lab 2.24 | Fire Blanket | 1.2m x 1.2m | 2023
Trinity College - Trinity Health Centre (St James' Hospital) | 017 D lab 2.26 | Co2 | 2kg | 2023
Trinity College - S.N.I.A.M.S | 190 Through double doors after unit 190 prep room | Co2 | 2kg | 2015
Trinity College - Crann | 135 Ground Floor Gallery 1 | Foam | 6ltr | 2021
Trinity College - Crann | 135A Ground Floor Gallery 1 | Co2 | 2kg | 2021
Trinity College - Crann | 201 Ground floor comms rm beside lecture. | Co2 | 2kg | 2023
Trinity College - Crann | 202 Ground floor comms rm beside lecture. | Dry Powder | 2kg | 2023
Trinity College - House 52 | 2nd floor main kitche | Fire Blanket | 1.2m x 1.2m | 2015
Trinity College - EED 4&5 | 237 4th Floor Pharmacy plant room | Co2 | 2kg | 2015
Trinity College - EED 4&5 | 238 4th floor Pharmacy plant room | Dry Powder | 6kg | 2023
Trinity College - Printing House Square | H 41 1st floor lobby | Foam | 6ltr | 2021
Trinity College - Printing House Square | H 41 1st floor lobby | Co2 | 2kg | 2021
Trinity College - Printing House Square | H41 41.1 | Co2 | 2kg | 2021
Trinity College - Printing House Square | H41 41.1 | Fire Blanket | 1.1m x 1.1m | 2021
Trinity College - Printing House Square | H41 41.0 | Co2 | 2kg | 2021
Trinity College - Printing House Square | H41 41.0 | Fire Blanket | 1.0m x 1.0m | 2022
Trinity College - Printing House Square | H41 41.0 | Foam | 6ltr | 2021
Trinity College - Printing House Square | H41 2nd floor lobby | Foam | 6ltr | 2021
Trinity College - Printing House Square | H41 2nd floor lobby | Co2 | 2kg | 2021
Trinity College - Printing House Square | H41 41.2 | Co2 | 2kg | 2021
Trinity College - Printing House Square | H41 41.2 | Fire Blanket | 1.0m x 1.0m | 2021
Trinity College - Printing House Square | H41 41.2 | Foam | 6ltr | 2021
Trinity College - Printing House Square | H41 41.3 | Co2 | 2kg | 2021
Trinity College - Printing House Square | H41 3rd floor lobby | Foam | 6ltr | 2021
Trinity College - Printing House Square | H41 3rd floor lobby | Co2 | 2kg | 2021
Trinity College - Printing House Square | H41 41.4 | Co2 | 2kg | 2021
Trinity College - Printing House Square | H41 41.4 | Fire Blanket | 1.0m x 1.0m | 2021
Trinity College - Printing House Square | H41 41.4 | Foam | 6ltr | 2021
Trinity College - Printing House Square | H41 41.5 | Co2 | 2kg | 2021
Trinity College - Printing House Square | H41 41.5 | Fire Blanket | 1.0m x 1.0m | 2021
Trinity College - Printing House Square | H41 4th floor lobby | Co2 | 2kg | 2021
Trinity College - Printing House Square | H41 4th floor lobby | Foam | 6ltr | 2021
Trinity College - Printing House Square | H41 41.6 | Co2 | 2kg | 2021
Trinity College - Printing House Square | H41 41.6 | Fire Blanket | 1.0m x 1.0m | 2021
Trinity College - Printing House Square | H41 41.7 | Co2 | 2kg | 2021
Trinity College - Printing House Square | H41 41.7 | Fire Blanket | 1.0m x 1.0m | 2021
Trinity College - Printing House Square | H41 5th floor lobby | Foam | 6ltr | 2021
Trinity College - Printing House Square | H41 5th floor lobby | Co2 | 2kg | 2021
Trinity College - Printing House Square | H41 41.8 | Co2 | 2kg | 2021
Trinity College - Printing House Square | H41 41.8 | Foam | 6ltr | 2021
Trinity College - Printing House Square | H41 41.8 | Co2 | 2kg | 2021
Trinity College - Printing House Square | H41 41.8 | Fire Blanket | 1.0m x 1.0m | 2021
Trinity College - Printing House Square | H42 5th floor lobby | Foam | 6ltr | 2021
Trinity College - Printing House Square | H42 5th floor lobby | Co2 | 2kg | 2021
Trinity College - Printing House Square | H42 42.11 | Co2 | 2kg | 2021
Trinity College - Printing House Square | H42 42.11 | Fire Blanket | 1.0m x 1.0m | 2021
Trinity College - Printing House Square | H42 42.10 | Co2 | 2kg | 2022
Trinity College - Printing House Square | H42 42.10 | Fire Blanket | 1.0m x 1.0m | 2022
Trinity College - Printing House Square | H42 4th floor lobby | Foam | 6ltr | 2021
Trinity College - Printing House Square | H42 4th floor lobby | Co2 | 2kg | 2021
Trinity College - Printing House Square | H42 42.9 | Co2 | 2kg | 2021
Trinity College - Printing House Square | H42 42.9 | Fire Blanket | 1.0m x 1.0m | 2021
Trinity College - Printing House Square | H42 42.8 | Co2 | 2kg | 2021
Trinity College - Printing House Square | H42 42.8 | Fire Blanket | 1.0m x 1.0m | 2021
Trinity College - Printing House Square | H42 3rd floor lobby | Foam | 6ltr | 2021
Trinity College - Printing House Square | H42 3rd floor lobby | Co2 | 2kg | 2021
Trinity College - Printing House Square | H42 42.7 | Co2 | 2kg | 2021
Trinity College - Printing House Square | H42 42.7 | Fire Blanket | 1.0m x 1.0m | 2021
Trinity College - Printing House Square | H42 42.6 | Co2 | 2kg | 2021
Trinity College - Printing House Square | H42 42.6 | Fire Blanket | 1.0m x 1.0m | 2021
Trinity College - Printing House Square | H42 2nd floor lobby | Foam | 6ltr | 2021
Trinity College - Printing House Square | H42 2nd floor lobby | Co2 | 2kg | 2021
Trinity College - Printing House Square | H42 42.5 | Co2 | 2kg | 2021
Trinity College - Printing House Square | H42 42.5 | Fire Blanket | 1.0m x 1.0m | 2021
Trinity College - Printing House Square | H42 42.4 | Co2 | 2kg | 2021
Trinity College - Printing House Square | H42 42.4 | Fire Blanket | 1.0m x 1.0m | 2021
Trinity College - Printing House Square | H42 1st floor lobby | Foam | 6ltr | 2021
Trinity College - Printing House Square | H42 1st floor lobby | Co2 | 2kg | 2021
Trinity College - Printing House Square | H42 42.3 | Co2 | 2kg | 2021
Trinity College - Printing House Square | H42 42.3 | Fire Blanket | 1.0m x 1.0m | 2021
Trinity College - Printing House Square | H42 42.2 | Co2 | 2kg | 2021
Trinity College - Printing House Square | H42 42.2 | Fire Blanket | 1.0m x 1.0m | 2021
Trinity College - EED 4&5 | 118A 2.03 | Co2 | 2kg | 2015
Trinity College - EED 4&5 | 118B 2.03 | Fire Blanket | 1.8m x 1.2m | 2015
Trinity College - EED 4&5 | 118C 2.03 | Dry Powder | 6kg | 2023
Trinity College - EED 4&5 | 118D 2.03 | Co2 | 2kg | 2023
Trinity College - EED 4&5 | 118E 2.03 | Foam | 6ltr | 2023
Trinity College - EED 4&5 | 118F 2.03 | Fire Blanket | 1.8m x 1.2m | 2015
Trinity College - Printing House Square | H42 41.1 | Foam | 6ltr | 2021
Trinity College - Printing House Square | H42 42.1 | Co2 | 2kg | 2021
Trinity College - Printing House Square | H42 42.1 | Co2 | 2kg | 2022
Trinity College - Printing House Square | H42 42.1 | Fire Blanket | 1.0m x 1.0m | 2021
Trinity College - Printing House Square | H42 42.0 | Co2 | 2kg | 2022
Trinity College - Printing House Square | H42 42.0 | Fire Blanket | 1.0m x 1.0m | 2021
Trinity College - Printing House Square | H43 5th floor lobby | Foam | 6ltr | 2021
Trinity College - Printing House Square | H43 5th floor lobby | Co2 | 2kg | 2022
Trinity College - Printing House Square | H43 43.9 | Foam | 6ltr | 2021
Trinity College - Printing House Square | H43 43.9 | Co2 | 2kg | 2022
Trinity College - Printing House Square | H43 43.9 | Fire Blanket | 1.0m x 1.0m | 2021
Trinity College - Printing House Square | H43 43.8 | Foam | 6ltr | 2021
Trinity College - Printing House Square | H43 43.8 | Co2 | 2kg | 2022
Trinity College - Printing House Square | H43 43.8 | Fire Blanket | 1.1m x 1.1m | 2021
Trinity College - Printing House Square | H43 4th floor lobby | Foam | 6ltr | 2021
Trinity College - Printing House Square | H43 4th floor lobby | Co2 | 2kg | 2021
Trinity College - Printing House Square | H43 43.7 | Foam | 6ltr | 2021
Trinity College - Printing House Square | H43 43.7 | Co2 | 2kg | 2021
Trinity College - Printing House Square | H43 43.7 | Fire Blanket | 1.1m x 1.1m | 2021
Trinity College - Printing House Square | H43 43.6 | Foam | 6ltr | 2021
Trinity College - Printing House Square | H43 43.6 | Co2 | 2kg | 2021
Trinity College - Printing House Square | H43 43.6 | Fire Blanket | 1.1m x 1.1m | 2021
Trinity College - Printing House Square | H43 3rd floor lobby | Foam | 6ltr | 2021
Trinity College - Printing House Square | H43 3rd floor lobby | Co2 | 2kg | 2021
Trinity College - Printing House Square | H43 43.5 | Foam | 6ltr | 2021
Trinity College - Printing House Square | H43 43.5 | Co2 | 2kg | 2021
Trinity College - Printing House Square | H43 43.5 | Fire Blanket | 1.1m x 1.1m | 2021
Trinity College - Printing House Square | H43 43.4 | Foam | 6ltr | 2021
Trinity College - Printing House Square | H43 43.4 | Co2 | 2kg | 2021
Trinity College - Printing House Square | H43 43.4 | Fire Blanket | 1.1m x 1.1m | 2021
Trinity College - Printing House Square | H43 2nd floor lobby | Foam | 6ltr | 2021
Trinity College - Printing House Square | H43 2nd floor lobby | Co2 | 2kg | 2021
Trinity College - Printing House Square | H43 43.3 | Foam | 6ltr | 2021
Trinity College - Printing House Square | H43 43.3 | Co2 | 2kg | 2021
Trinity College - Printing House Square | H43 43.3 | Fire Blanket | 1.1m x 1.1m | 2021
Trinity College - Printing House Square | H43 43.2 | Foam | 6ltr | 2021
Trinity College - Printing House Square | H43 43.2 | Co2 | 2kg | 2021
Trinity College - Printing House Square | H43 43.2 | Fire Blanket | 1.1m x 1.1m | 2021
Trinity College - Printing House Square | H43 1st floor lobby | Foam | 6ltr | 2021
Trinity College - Printing House Square | H43 1st floor lobby | Co2 | 2kg | 2021
Trinity College - Printing House Square | H43 43.1 | Foam | 6ltr | 2021
Trinity College - Printing House Square | H43 43.1 | Co2 | 2kg | 2021
Trinity College - Printing House Square | H43 43.1 | Fire Blanket | 1.1m x 1.1m | 2021
Trinity College - Printing House Square | H43 43.0 | Foam | 6ltr | 2021
Trinity College - Printing House Square | H43 43.0 | Co2 | 2kg | 2021
Trinity College - Printing House Square | H43 43.0 | Fire Blanket | 1.1m x 1.1m | 2021
Trinity College - Printing House Square | H43 Ground Laundry room | Dry Powder | 6kg | 2022
Trinity College - Printing House Square | H43 Ground Laundry room | Co2 | 2kg | 2022
Trinity College - Printing House Square | H44 5th floor lobby | Foam | 6ltr | 2021
Trinity College - Printing House Square | H44 5th floor lobby | Co2 | 2kg | 2022
Trinity College - Printing House Square | H44 44.10 | Co2 | 2kg | 2022
Trinity College - Printing House Square | H44 44.10 | Fire Blanket | 1.1m x 1.1m | 2021
Trinity College - Printing House Square | H44 4th floor lobby | Foam | 6ltr | 2021
Trinity College - Printing House Square | H44 4th floor lobby | Co2 | 2kg | 2021
Trinity College - Printing House Square | H44 44.9 | Foam | 6ltr | 2021
Trinity College - Printing House Square | H44 44.9 | Co2 | 2kg | 2021
Trinity College - Printing House Square | H44 44.9 | Fire Blanket | 1.1m x 1.1m | 2021
Trinity College - Printing House Square | H44 44.8 | Co2 | 2kg | 2021
Trinity College - Printing House Square | H44 44.8 | Fire Blanket | 1.1m x 1.1m | 2021
Trinity College - Printing House Square | H44 3rd floor lobby | Foam | 6ltr | 2021
Trinity College - Printing House Square | H44 3rd floor lobby | Co2 | 2kg | 2021
Trinity College - Printing House Square | H44 44.7 | Foam | 6ltr | 2021
Trinity College - Printing House Square | H44 44.7 | Co2 | 2kg | 2021
Trinity College - Printing House Square | H44 44.7 | Fire Blanket | 1.1m x 1.1m | 2021
Trinity College - Printing House Square | H44 44.6 | Co2 | 2kg | 2021
Trinity College - Printing House Square | H44 44.6 | Fire Blanket | 1.1m x 1.1m | 2021
Trinity College - Printing House Square | H44 2nd floor lobby | Foam | 6ltr | 2021
Trinity College - Printing House Square | H44 2nd floor lobby | Co2 | 2kg | 2021
Trinity College - Printing House Square | H44 44.5 | Foam | 6ltr | 2021
Trinity College - Printing House Square | H44 44.5 | Co2 | 2kg | 2021
Trinity College - Printing House Square | H44 44.5 | Fire Blanket | 1.1m x 1.1m | 2021
Trinity College - Printing House Square | H44 44.4 | Co2 | 2kg | 2021
Trinity College - Printing House Square | H44 44.4 | Fire Blanket | 1.1m x 1.1m | 2021
Trinity College - Printing House Square | H44 1st floor lobby | Foam | 6ltr | 2021
Trinity College - Printing House Square | H44 1st floor lobby | Co2 | 2kg | 2021
Trinity College - Printing House Square | H44 44.3 | Foam | 6ltr | 2021
Trinity College - Printing House Square | H44 44.3 | Co2 | 2kg | 2021
Trinity College - Printing House Square | H44 44.3 | Fire Blanket | 1.1m x 1.1m | 2021
Trinity College - Printing House Square | H44 44.2 | Co2 | 2kg | 2021
Trinity College - Printing House Square | H44 44.2 | Fire Blanket | 1.1m x 1.1m | 2021
Trinity College - Printing House Square | H44 44.1 | Co2 | 2kg | 2022
Trinity College - Printing House Square | H44 44.1 | Fire Blanket | 1.1m x 1.1m | 2021
Trinity College - Printing House Square | H44 44.0 | Foam | 6ltr | 2021
Trinity College - Printing House Square | H44 44.0 | Co2 | 2kg | 2022
Trinity College - Printing House Square | H44 44.0 | Foam | 6ltr | 2021
Trinity College - Printing House Square | H44 44.0 | Co2 | 2kg | 2022
Trinity College - Printing House Square | H44 44.0 | Fire Blanket | 1.1m x 1.1m | 2021
Trinity College - Printing House Square | Health Centre O/S B1.034 | Foam | 6ltr | 2021
Trinity College - Printing House Square | Health Centre O/S B1.034 | Co2 | 2kg | 2022
Trinity College - Printing House Square | Health Centre O/S B1.030 | Foam | 6ltr | 2021
Trinity College - Printing House Square | Health Centre O/S B1.030 | Co2 | 2kg | 2022
Trinity College - Printing House Square | Health Centre O/S B1.02 | Foam | 6ltr | 2021
Trinity College - Printing House Square | Health Centre O/S B1.02 | Co2 | 2kg | 2022
Trinity College - Printing House Square | Health Centre reception | Foam | 6ltr | 2021
Trinity College - Printing House Square | Health Centre reception | Co2 | 2kg | 2022
Trinity College - Printing House Square | O/S staff room | Foam | 6ltr | 2021
Trinity College - Printing House Square | O/S staff room | Co2 | 2kg | 2022
Trinity College - Printing House Square | Health Centre O/S B1.021 | Foam | 6ltr | 2021
Trinity College - Printing House Square | Health Centre O/S B1.021 | Co2 | 2kg | 2022
Trinity College - Watts Building | RM 2.15 | Dry Powder | 2kg | 2023
Trinity College - Watts Building | RM 2.15 | Co2 | 2kg | 2023
Trinity College - Printing House Square | Disability Centre entrance | Foam | 6ltr | 2021
Trinity College - Printing House Square | Disability Centre entrance | Co2 | 2kg | 2022
Trinity College - Printing House Square | Bottom of stairs | Foam | 6ltr | 2021
Trinity College - Printing House Square | Bottom of stairs | Co2 | 2kg | 2022
Trinity College - Printing House Square | Disability office area | Foam | 6ltr | 2021
Trinity College - Printing House Square | Disability office area | Co2 | 2kg | 2022
Trinity College - Printing House Square | security hut | Water | 6ltr | 2024
Trinity College - Printing House Square | security hut | Co2 | 2kg | 2022
Trinity College - Printing House Square | Entrance to Sports | Foam | 6ltr | 2021
Trinity College - Printing House Square | Entrance to Sports | Co2 | 2kg | 2022
Trinity College - Printing House Square | middle landing sports | Foam | 6ltr | 2021
Trinity College - Printing House Square | middle landing sports | Co2 | 2kg | 2022
Trinity College - Printing House Square | B2U lift lobby | Foam | 6ltr | 2021
Trinity College - Printing House Square | B2U lift lobby | Co2 | 2kg | 2022
Trinity College - Printing House Square | B2U outside toilets | Foam | 6ltr | 2021
Trinity College - Printing House Square | B2U outside toilets | Co2 | 2kg | 2022
Trinity College - Printing House Square | O/S handball court | Foam | 6ltr | 2021
Trinity College - Printing House Square | O/S handball court | Co2 | 2kg | 2022
Trinity College - Printing House Square | B2L basement lobby | Foam | 6ltr | 2021
Trinity College - Printing House Square | B2L basement lobby | Co2 | 2kg | 2022
Trinity College - Printing House Square | B2.002 | Foam | 6ltr | 2021
Trinity College - Printing House Square | B2.002 | Co2 | 2kg | 2022
Trinity College - Printing House Square | B2.003 plant room | Dry Powder | 6kg | 2022
Trinity College - Printing House Square | B2.003 plant room | Co2 | 2kg | 2022
Trinity College - Printing House Square | B2.003 plant room | Dry Powder | 6kg | 2022
Trinity College - Printing House Square | B2.003 plant room | Co2 | 2kg | 2022
Trinity College - Printing House Square | B2.002 generator | Dry Powder | 6kg | 2022
Trinity College - Printing House Square | B2.002 generator | Co2 | 2kg | 2022
Trinity College - Printing House Square | B2.002 estates storage room | Foam | 6ltr | 2021
Trinity College - Printing House Square | B2.002 estates storage room | Co2 | 2kg | 2022
Trinity College - Printing House Square | B2.002 estates storage room | Foam | 6ltr | 2021
Trinity College - Printing House Square | B2.002 estates storage room | Co2 | 2kg | 2022
Trinity College - Printing House Square | B3.002 | Dry Powder | 6kg | 2022
Trinity College - Printing House Square | B3.002 | Co2 | 2kg | 2022
Trinity College - Printing House Square | B3.001 | Dry Powder | 6kg | 2022
Trinity College - Printing House Square | B3.001 | Co2 | 2kg | 2022
Trinity College - Printing House Square | B1 O/S toilets | Foam | 6ltr | 2021
Trinity College - Printing House Square | B1 O/S toilets | Co2 | 2kg | 2022
Trinity College - Printing House Square | B1 Lift lobby | Foam | 6ltr | 2021
Trinity College - Printing House Square | B1 Lift lobby | Co2 | 2kg | 2022
Trinity College - Printing House Square | B1.002 Supervisor office | Foam | 6ltr | 2021
Trinity College - Printing House Square | B1.002 Supervisor office | Co2 | 2kg | 2022
Trinity College - Printing House Square | B1.002 door past supervisor | Foam | 6ltr | 2021
Trinity College - Printing House Square | B1.002 door past supervisor | Co2 | 2kg | 2022
Trinity College - Printing House Square | B1.004 Plant room | Dry Powder | 6kg | 2022
Trinity College - Printing House Square | B1.004 Plant room | Co2 | 2kg | 2022
Trinity College - Printing House Square | B1.004 Plant room | Dry Powder | 6kg | 2022
Trinity College - Printing House Square | B1.004 Plant room | Co2 | 2kg | 2022
Trinity College - Printing House Square | Down stairs @ B1.004 | Foam | 6ltr | 2021
Trinity College - Printing House Square | Down stairs @ B1.004 | Co2 | 2kg | 2022
Trinity College - Printing House Square | Down stairs @ B1.004 | Foam | 6ltr | 2021
Trinity College - Printing House Square | Down stairs @ B1.004 | Co2 | 2kg | 2022
Trinity College - 12/13 Westland Row | 011A 1st Floor corridor Right | Water | 6ltr | 2023
Trinity College - 12/13 Westland Row | 008A Ground floor corridor right | Co2 | 2kg | 2023
Trinity College - 12/13 Westland Row | 008B Ground floor corridor right | Water | 6ltr | 2023
Trinity College - The Tower | control room | Co2 | 2kg | 2015
Trinity College - The Tower | control room | Foam | 6ltr | 2021
Trinity College - Biomedical Science (TBSI) | 091A L5.63 | Fire Blanket | 1.8m x 1.2m | 2015
Trinity College - Zoology | 062 dry powder automatic | Dry Powder | 6kg (Automatic) | 2023
Trinity College - Zoology | 063 Basement Boiler | Dry Powder | 6kg | 2023
Trinity College - Trinity Health Centre (St James' Hospital) | 295 Ground floor inside 1.14/1.15 | Co2 | 2kg | 2022
Trinity College - Dunlop/Oriel | 016 Westland Row 1st Floor Return Kitchen | Dry Powder | 1kg | 2020
Trinity College - House 10 | 002B New kitchen ground floor. | Dry Powder | 2kg | 2022
Trinity College - House 10 | 002C new kitchen ground floor | Fire Blanket | 1.2m x 1.2m | 2022
Trinity College - Security Hut | Security RHS entrance to college green | Water | 6ltr | 2023
Trinity College - GMB | 002 Ground Floor | Co2 | 2kg | 2016
Trinity College - GMB | 003 Ground Floor | Water | 6ltr | 2021
Trinity College - GMB | 001 Basement Plant Room | Dry Powder | 6kg | 2023
Trinity College - GMB | 004 1st Floor | Foam | 6ltr | 2020
Trinity College - GMB | 005 1st Floor | Co2 | 2kg | 2015
Trinity College - GMB | 006 2nd Floor on stairs | Water | 6ltr | 2020
Trinity College - GMB | 007 2nd Floor | Foam | 6ltr | 2020
Trinity College - GMB | 008 2nd Floor | Co2 | 2kg | 2023
Trinity College - GMB | 009 2nd Floor | Foam | 6ltr | 2020
Trinity College - GMB | 010 2nd Floor Rear Emergency Exit | Dry Powder | 6kg | 2020
Trinity College - GMB | 011 3rd Floor | Water | 6ltr | 2020
Trinity College - GMB | 012 3rd Floor | Co2 | 2kg | 2015
Trinity College - Chief Stewards House | 005 1st Floor | Water | 6ltr | 2023
Trinity College - Chief Stewards House | 006 1st Floor. | Co2 | 2kg | 2023
Trinity College - House 5 | 003A Ground floor office. | Co2 | 2kg | 2023
Trinity College - Electronic & Electrical Engineering Department (Stack B) | 006B Ground floor Kitchenette | Fire Blanket | 1.8m x 1.2m | 2023
Trinity College - Unit 31 IDA Centre (TTEC) | 001 Beside coffee machine. | Foam | 6ltr | 2020
Trinity College - Unit 31 IDA Centre (TTEC) | 002 Beside coffee machine | Co2 | 2kg | 2020
Trinity College - Unit 31 IDA Centre (TTEC) | 004 Beside shoe rack | Foam | 6ltr | 2020
Trinity College - Unit 31 IDA Centre (TTEC) | 005 Beside shoe rack | Co2 | 2kg | 2020
Trinity College - Unit 31 IDA Centre (TTEC) | 006 Far Fire Exit | Water | 6ltr | 2023
Trinity College - Unit 31 IDA Centre (TTEC) | 007 Far Fire Exit | Co2 | 2kg | 2023
Trinity College - Unit 31 IDA Centre (TTEC) | 008 Main lobby os switch room | Co2 | 2kg | 2023
Trinity College - Unit 31 IDA Centre (TTEC) | 009 Main lobby os switch room | Water | 6ltr | 2023
Trinity College - Unit 31 IDA Centre (TTEC) | 010 Kitchen | Fire Blanket | 1.2m x 1.2m | 2023
Trinity College - The Book of Kells experience building | 001 Main entrance beside tills. | Co2 | 2kg | 2023
Trinity College - The Book of Kells experience building | 002 Main entrance beside tills. | Water | 6ltr | 2023
Trinity College - The Book of Kells experience building | 003 Comms Room | Co2 | 2kg | 2023
Trinity College - The Book of Kells experience building | 004 Comms Room. | Water | 6ltr | 2023
Trinity College - The Book of Kells experience building | 005 Plant Room | Co2 | 2kg | 2023
Trinity College - The Book of Kells experience building | 006 Plant room | Dry Powder | 6kg | 2023
Trinity College - The Book of Kells experience building | 007 AV Room | Co2 | 2kg | 2023
Trinity College - The Book of Kells experience building | 008 A.V Room. | Water | 6ltr | 2023
Trinity College - The Book of Kells experience building | 009 Far AV Room Fire exit | Co2 | 2kg | 2023
Trinity College - The Book of Kells experience building | 010 Far A.V Room exit 1 | Water | 6ltr | 2023
Trinity College - The Book of Kells experience building | 011 Far A.V Room Fire exit | Co2 | 2kg | 2023
Trinity College - The Book of Kells experience building | 012 Far A.V Room Fire exit 2. | Water | 6ltr | 2023
Trinity College - The Book of Kells experience building | 013 Corridor outside plant room. | Dry Powder | 6kg | 2023
Trinity College - The Book of Kells experience building | 014 Corridor outside plant room. | Dry Powder | 6kg | 2023
Trinity College - The Book of Kells experience building | 015 Outside plant room | Dry Powder | 6kg | 2023
Trinity College - The Book of Kells experience building | 016 Outside plant room | Dry Powder | 6kg | 2023
Trinity College - The Book of Kells experience building | 018 Canteen. | Fire Blanket | 1.8m x 1.2m | 2023
Trinity College - The Book of Kells experience building | 019 Outside Toilets | Water | 6ltr | 2023
Trinity College - Rubrics Building | Block 22 gf entrance | Water | 6ltr | 2023
Trinity College - Trinity Hall (Block 3) | 070A 88.IT Room | Co2 | 5kg | 2015
Trinity College - Unit 32 IDA Centre (TTEC) | 006 Dance Studio Hallway | Water | 6ltr | 2023
Trinity College - Unit 32 IDA Centre (TTEC) | 006 Dance Studio Hallway | Co2 | 2kg | 2023
Trinity College - Unit 32 IDA Centre (TTEC) | 008 Dance Studio Fire Escape | Water | 6ltr | 2023
Trinity College - Unit 32 IDA Centre (TTEC) | 008 Dance Studio Fire Escape | Co2 | 2kg | 2023
Trinity College - Unit 32 IDA Centre (TTEC) | 010 Kitchenette | Fire Blanket | 1.2m x 1.2m | 2023
Trinity College - Trinity Hall (Block 1) | 063 kitchen outside freezer | Fire Blanket | 1.0m x 1.0m | 2018
Trinity College - Sports Complex | 031 1st Floor Mens Changing Area | Water | 6ltr | 2024
Trinity College - West Chapel | 003A behind accommodation reception | Co2 | 2kg | 2018
Trinity College - West Chapel | 003A behind accommodation reception | Dry Powder | 2kg | 2018
Trinity College - West Chapel | 003A behind accommodation reception | Fire Blanket | 1.0m x 1.0m | 2016
Trinity College - Examination Hall | 003A Office at Altar | Water | 6ltr | 2023
Trinity College - Parson's Building | fluids lab | Water | 3ltr | 2024
Trinity College - Parson's Building | fluids lab | Water | 3ltr | 2024
Trinity College - Biomedical Science (TBSI) | 024 Research Lab L7.19 | Co2 | 2kg | 2024
Trinity College - Biomedical Science (TBSI) | 106 L5.55 equipment room | Fire Blanket | 1.8m x 1.2m | 2024
Trinity College - Biomedical Science (TBSI) | 141 Loading Bay | Co2 | 5kg
Trinity College - Biomedical Science (TBSI) | 199 At Lift | Foam | 6ltr | 2021
Trinity College - Biomedical Science (TBSI) | 200 At Lift | Co2 | 2kg | 2021
Trinity College - Parson's Building | THERMO LAB SPARE | Water | 3ltr | 2024
Trinity College - Biomedical Science (TBSI) | Electrical room @waste | Co2 | 2kg | 2024
Trinity College - Biomedical Science (TBSI) | Electrical room @waste | Co2 | 2kg | 2024
Trinity College - Biomedical Science (TBSI) | Electrical room @waste | Foam | 6ltr | 2015
Trinity College - Biomedical Science (TBSI) | Room across from lockers electric room | Dry Powder | 6kg | 2024
Trinity College - Parson's Building | THERMO LAB SPARE LAB SPARE2 | Water | 3ltr | 2024
Trinity College - Biomedical Science (TBSI) | Boiler room b/s red doors | Dry Powder | 9kg | 2024
Trinity College - Biomedical Science (TBSI) | Boiler room b/s red doors | Co2 | 2kg | 2024
Trinity College - Biomedical Science (TBSI) | 377 into massive room with steel beds | Fire Blanket | 1.8m x 1.2m | 2023
Trinity College - Biomedical Science (TBSI) | B3.28 | Co2 | 5kg | 2022
Trinity College - Biomedical Science (TBSI) | B3.28 | Dry Powder | 9kg | 2022
Trinity College - Biomedical Science (TBSI) | Fire door across from b3.28 | Co2 | 2kg | 2024
Trinity College - Biomedical Science (TBSI) | Fire door across from b3.28 | Co2 | 2kg | 2024
Trinity College - 200 Pearse Street | DUBLIN BUSINESS SCHOOL NEW BASEMENT DARAGH/ROB | Dry Powder | 6kg | 2023
Trinity College - 200 Pearse Street | DUBLIN BUSINESS SCHOOL NEW BASEMENT DARAGH/ROB | Water | 6ltr | 2023
Trinity College - 200 Pearse Street | DUBLIN BUSINESS SCHOOL NEW BASEMENT DARAGH/ROB | Water | 6ltr | 2023
Trinity College - 200 Pearse Street | DUBLIN BUSINESS SCHOOL NEW BASEMENT DARAGH/ROB | Dry Powder | 6kg | 2023
Trinity College - 200 Pearse Street | DUBLIN BUSINESS SCHOOL NEW BASEMENT DARAGH/ROB | Dry Powder | 6kg | 2023
Trinity College - 200 Pearse Street | DUBLIN BUSINESS SCHOOL NEW BASEMENT DARAGH/ROB | Dry Powder | 6kg | 2023
Trinity College - 200 Pearse Street | DUBLIN BUSINESS SCHOOL NEW BASEMENT DARAGH/ROB | Foam | 6ltr | 2023
Trinity College - 200 Pearse Street | DUBLIN BUSINESS SCHOOL NEW BASEMENT DARAGH/ROB | Foam | 6ltr | 2026
Trinity College - 200 Pearse Street | DUBLIN BUSINESS SCHOOL NEW BASEMENT DARAGH/ROB | Water | 6ltr | 2023
Trinity College - 200 Pearse Street | DUBLIN BUSINESS SCHOOL NEW BASEMENT DARAGH/ROB | Foam | 6ltr | 2023
Trinity College - 200 Pearse Street | DUBLIN BUSINESS SCHOOL NEW BASEMENT DARAGH/ROB | Water | 6ltr | 2023
Trinity College - 200 Pearse Street | DUBLIN BUSINESS SCHOOL NEW BASEMENT DARAGH/ROB | Water | 6ltr | 2023
Trinity College - 200 Pearse Street | DUBLIN BUSINESS SCHOOL NEW BASEMENT DARAGH/ROB | Water | 6ltr | 2023
Trinity College - 200 Pearse Street | DUBLIN BUSINESS SCHOOL NEW BASEMENT DARAGH/ROB | Water | 6ltr | 2023
Trinity College - 200 Pearse Street | DUBLIN BUSINESS SCHOOL NEW BASEMENT DARAGH/ROB | Water | 6ltr | 2023
Trinity College - 200 Pearse Street | DUBLIN BUSINESS SCHOOL NEW BASEMENT DARAGH/ROB | Water | 6ltr | 2023
Trinity College - 200 Pearse Street | DUBLIN BUSINESS SCHOOL NEW BASEMENT DARAGH/ROB | Water | 6ltr | 2023
Trinity College - 200 Pearse Street | DUBLIN BUSINESS SCHOOL NEW BASEMENT DARAGH/ROB | Water | 6ltr | 2023
Trinity College - 200 Pearse Street | DUBLIN BUSINESS SCHOOL NEW BASEMENT DARAGH/ROB | Water | 6ltr | 2023
Trinity College - 200 Pearse Street | DUBLIN BUSINESS SCHOOL NEW BASEMENT DARAGH/ROB | Water | 6ltr | 2023
Trinity College - 200 Pearse Street | DUBLIN BUSINESS SCHOOL NEW BASEMENT DARAGH/ROB | Water | 6ltr | 2023
Trinity College - 200 Pearse Street | DUBLIN BUSINESS SCHOOL NEW BASEMENT DARAGH/ROB | Water | 6ltr | 2023
Trinity College - 200 Pearse Street | DUBLIN BUSINESS SCHOOL NEW BASEMENT DARAGH/ROB | Water | 6ltr | 2023
Trinity College - 200 Pearse Street | DUBLIN BUSINESS SCHOOL NEW BASEMENT DARAGH/ROB | Water | 6ltr | 2023
Trinity College - 200 Pearse Street | DUBLIN BUSINESS SCHOOL NEW BASEMENT DARAGH/ROB | Water | 6ltr | 2023
Trinity College - 200 Pearse Street | DUBLIN BUSINESS SCHOOL NEW BASEMENT DARAGH/ROB | Water | 6ltr | 2023
Trinity College - 200 Pearse Street | DUBLIN BUSINESS SCHOOL NEW BASEMENT DARAGH/ROB | Water | 6ltr | 2024
Trinity College - 200 Pearse Street | DUBLIN BUSINESS SCHOOL NEW BASEMENT DARAGH/ROB | Water | 6ltr | 2026
Trinity College - 200 Pearse Street | DUBLIN BUSINESS SCHOOL NEW BASEMENT DARAGH/ROB | Water | 6ltr | 2023
Trinity College - 200 Pearse Street | DUBLIN BUSINESS SCHOOL NEW BASEMENT DARAGH/ROB | Water | 6ltr | 2023
Trinity College - 200 Pearse Street | DUBLIN BUSINESS SCHOOL NEW BASEMENT DARAGH/ROB | Water | 6ltr | 2023
Trinity College - 200 Pearse Street | DUBLIN BUSINESS SCHOOL NEW BASEMENT DARAGH/ROB | Water | 6ltr | 2026
Trinity College - 200 Pearse Street | DUBLIN BUSINESS SCHOOL NEW BASEMENT DARAGH/ROB | Water | 6ltr | 2023
Trinity College - 200 Pearse Street | DUBLIN BUSINESS SCHOOL NEW BASEMENT DARAGH/ROB | Water | 6ltr | 2023
Trinity College - 200 Pearse Street | DUBLIN BUSINESS SCHOOL NEW BASEMENT DARAGH/ROB | Water | 6ltr | 2023
Trinity College - 200 Pearse Street | DUBLIN BUSINESS SCHOOL NEW BASEMENT DARAGH/ROB | Water | 6ltr | 2023
Trinity College - 200 Pearse Street | DUBLIN BUSINESS SCHOOL NEW BASEMENT DARAGH/ROB | Water | 6ltr | 2023
Trinity College - 200 Pearse Street | DUBLIN BUSINESS SCHOOL NEW BASEMENT DARAGH/ROB | Water | 6ltr | 2023
Trinity College - 200 Pearse Street | DUBLIN BUSINESS SCHOOL NEW BASEMENT DARAGH/ROB | Water | 6ltr | 2023
Trinity College - 200 Pearse Street | DUBLIN BUSINESS SCHOOL NEW BASEMENT DARAGH/ROB | Water | 6ltr | 2023
Trinity College - 200 Pearse Street | DUBLIN BUSINESS SCHOOL NEW BASEMENT DARAGH/ROB | Water | 6ltr | 2026
Trinity College - 200 Pearse Street | DUBLIN BUSINESS SCHOOL NEW BASEMENT DARAGH/ROB | Water | 6ltr | 2023
Trinity College - 200 Pearse Street | DUBLIN BUSINESS SCHOOL NEW BASEMENT DARAGH/ROB | Water | 6ltr | 2023
Trinity College - 200 Pearse Street | DUBLIN BUSINESS SCHOOL NEW BASEMENT DARAGH/ROB | Water | 6ltr | 2023
Trinity College - 200 Pearse Street | DUBLIN BUSINESS SCHOOL NEW BASEMENT DARAGH/ROB | Water | 6ltr | 2023
Trinity College - 200 Pearse Street | DUBLIN BUSINESS SCHOOL NEW BASEMENT DARAGH/ROB | Water | 6ltr | 2023
Trinity College - 200 Pearse Street | DUBLIN BUSINESS SCHOOL NEW BASEMENT DARAGH/ROB | Water | 6ltr | 2023
Trinity College - 200 Pearse Street | DUBLIN BUSINESS SCHOOL NEW BASEMENT DARAGH/ROB | Water | 6ltr | 2023
Trinity College - 200 Pearse Street | DUBLIN BUSINESS SCHOOL NEW BASEMENT DARAGH/ROB | Water | 6ltr | 2023
Trinity College - 200 Pearse Street | DUBLIN BUSINESS SCHOOL NEW BASEMENT DARAGH/ROB | Water | 6ltr | 2023
Trinity College - 200 Pearse Street | DUBLIN BUSINESS SCHOOL NEW BASEMENT DARAGH/ROB | Water | 6ltr | 2023
Trinity College - 200 Pearse Street | DUBLIN BUSINESS SCHOOL NEW BASEMENT DARAGH/ROB | Water | 6ltr | 2023
Trinity College - 200 Pearse Street | DUBLIN BUSINESS SCHOOL NEW BASEMENT DARAGH/ROB | Water | 6ltr | 2023
Trinity College - 200 Pearse Street | DUBLIN BUSINESS SCHOOL NEW BASEMENT DARAGH/ROB | Water | 6ltr | 2023
Trinity College - 200 Pearse Street | DUBLIN BUSINESS SCHOOL NEW BASEMENT DARAGH/ROB | Water | 6ltr | 2023
Trinity College - 200 Pearse Street | DUBLIN BUSINESS SCHOOL NEW BASEMENT DARAGH/ROB | Water | 6ltr | 2023
Trinity College - 200 Pearse Street | DUBLIN BUSINESS SCHOOL NEW BASEMENT DARAGH/ROB | Water | 6ltr | 2023
Trinity College - 200 Pearse Street | DUBLIN BUSINESS SCHOOL NEW BASEMENT DARAGH/ROB | Water | 6ltr | 2023
Trinity College - 200 Pearse Street | DUBLIN BUSINESS SCHOOL NEW BASEMENT DARAGH/ROB | Water | 6ltr | 2023
Trinity College - 200 Pearse Street | DUBLIN BUSINESS SCHOOL NEW BASEMENT DARAGH/ROB | Water | 6ltr | 2023
Trinity College - 200 Pearse Street | DUBLIN BUSINESS SCHOOL NEW BASEMENT DARAGH/ROB | Co2 | 2kg | 2023
Trinity College - 200 Pearse Street | DUBLIN BUSINESS SCHOOL NEW BASEMENT DARAGH/ROB | Dry Powder | 1kg | 2026
Trinity College - 200 Pearse Street | DUBLIN BUSINESS SCHOOL NEW BASEMENT DARAGH/ROB | Dry Powder | 1kg | 2023
Trinity College - Rubrics Building | Block 22 gf entrance | Co2 | 2kg | 2023
Trinity College - Rubrics Building | Block 22 1st floor | Co2 | 2kg | 2023
Trinity College - Rubrics Building | Block 22 1st floor | Water | 6ltr | 2023
Trinity College - Rubrics Building | 22.1.01 | Fire Blanket | 1.8m x 1.2m | 2023
Trinity College - Rubrics Building | Block 22 2nd floor | Co2 | 2kg | 2023
Trinity College - Rubrics Building | Block 22 2nd floor | Water | 6ltr | 2023
Trinity College - Rubrics Building | Block 22 3rd floor | Co2 | 2kg | 2023
Trinity College - Rubrics Building | Block 22 3rd floor | Water | 6ltr | 2023
Trinity College - Rubrics Building | 22.3.01 shared kitchen | Fire Blanket | 1.8m x 1.2m | 2023
Trinity College - Rubrics Building | Block 23 entrance | Co2 | 2kg | 2023
Trinity College - Rubrics Building | Block 23 entrance | Water | 6ltr | 2023
Trinity College - Rubrics Building | 23.0.02 | Fire Blanket | 1.8m x 1.2m | 2023
Trinity College - Rubrics Building | Block 23 1st floor | Co2 | 2kg | 2023
Trinity College - Rubrics Building | Block 23 1st floor | Water | 6ltr | 2023
Trinity College - Rubrics Building | 23.1.01 | Fire Blanket | 1.8m x 1.2m | 2023
Trinity College - Rubrics Building | 23.1.02 | Fire Blanket | 1.8m x 1.2m | 2023
Trinity College - Rubrics Building | Block 23 2nd floor | Co2 | 2kg | 2023
Trinity College - Rubrics Building | Block 23 2nd floor | Water | 6ltr | 2023
Trinity College - Rubrics Building | 23.2.01 | Fire Blanket | 1.8m x 1.2m | 2023
Trinity College - Rubrics Building | 23.2.02 | Fire Blanket | 1.8m x 1.2m | 2023
Trinity College - Rubrics Building | Block 23 3rd floor | Co2 | 2kg | 2023
Trinity College - Rubrics Building | Block 23 3rd floor | Water | 6ltr | 2023
Trinity College - Rubrics Building | 23.3.01 | Fire Blanket | 1.8m x 1.2m | 2023
Trinity College - Rubrics Building | 23.3.02 | Fire Blanket | 1.8m x 1.2m | 2023
Trinity College - Rubrics Building | Block 24 entrance | Co2 | 2kg | 2023
Trinity College - Rubrics Building | Block 24 entrance | Water | 6ltr | 2023
Trinity College - Rubrics Building | Block 24 1st floor | Co2 | 2kg | 2023
Trinity College - Rubrics Building | Block 24 1st floor | Water | 6ltr | 2023
Trinity College - Rubrics Building | 23.1.01 | Fire Blanket | 1.8m x 1.2m | 2023
Trinity College - Rubrics Building | 24.1.01 | Wet Chemical | 3ltr | 2022
Trinity College - Rubrics Building | 24.1.02 | Fire Blanket | 1.8m x 1.2m | 2023
Trinity College - Rubrics Building | 24.1.02 | Wet Chemical | 3ltr | 2022
Trinity College - Rubrics Building | Block 24 2nd floor | Co2 | 2kg | 2023
Trinity College - Rubrics Building | Block 24 2nd floor | Water | 6ltr | 2023
Trinity College - Rubrics Building | 24.2.01 | Fire Blanket | 1.8m x 1.2m | 2023
Trinity College - Rubrics Building | 24.2.01 | Wet Chemical | 3ltr | 2022
Trinity College - Rubrics Building | 24.2.02 | Fire Blanket | 1.8m x 1.2m | 2023
Trinity College - Rubrics Building | 24.2.02 | Wet Chemical | 3ltr | 2022
Trinity College - Rubrics Building | Block 24 3rd floor | Co2 | 2kg | 2023
Trinity College - Rubrics Building | Block 24 3rd floor | Water | 6ltr | 2023
Trinity College - Rubrics Building | 24.3.01 | Fire Blanket | 1.8m x 1.2m | 2023
Trinity College - Rubrics Building | 24.3.01 | Wet Chemical | 3ltr | 2022
Trinity College - Rubrics Building | 24.3.02 | Fire Blanket | 1.8m x 1.2m | 2023
Trinity College - Rubrics Building | 24.3.02 | Wet Chemical | 3ltr | 2022
Trinity College - Rubrics Building | 22.0.01 | Fire Blanket | 1.8m x 1.2m | 2023
Trinity College - Rubrics Building | 22.0.01 | Wet Chemical | 3ltr | 2022
Trinity College - Rubrics Building | 22.3.01 shared kitchen | Wet Chemical | 3ltr | 2022
Trinity College - Rubrics Building | 23.0.02 | Wet Chemical | 3ltr | 2022
Trinity College - Rubrics Building | 23.1.01 | Wet Chemical | 3ltr | 2022
Trinity College - Rubrics Building | 23.1.02 | Wet Chemical | 3ltr | 2022
Trinity College - Rubrics Building | 23.2.01 | Wet Chemical | 3ltr | 2022
Trinity College - Rubrics Building | 23.2.02 | Wet Chemical | 3ltr | 2022
Trinity College - Rubrics Building | 23.3.01 | Wet Chemical | 3ltr | 2022
Trinity College - Rubrics Building | 23.3.02 | Wet Chemical | 3ltr | 2022
Trinity College - Rubrics Building | Block 25 entrance | Co2 | 2kg | 2023
Trinity College - Rubrics Building | Block 25 entrance | Water | 6ltr | 2023
Trinity College - Rubrics Building | 25.0.01 | Fire Blanket | 1.8m x 1.2m | 2023
Trinity College - Rubrics Building | 25.0.01 | Wet Chemical | 3ltr | 2022
Trinity College - Rubrics Building | Block 25 1st floor | Co2 | 2kg | 2023
Trinity College - Rubrics Building | Block 25 1st floor | Water | 6ltr | 2023
Trinity College - Rubrics Building | 25.1.01 | Fire Blanket | 1.8m x 1.2m | 2023
Trinity College - Rubrics Building | 25.1.01 | Wet Chemical | 3ltr | 2022
Trinity College - Rubrics Building | 25.1.02 | Fire Blanket | 1.8m x 1.2m | 2023
Trinity College - Rubrics Building | 25.1.02 | Wet Chemical | 3ltr | 2022
Trinity College - Rubrics Building | Block 25 2nd floor | Co2 | 2kg | 2023
Trinity College - Rubrics Building | Block 25 2nd floor | Water | 6ltr | 2023
Trinity College - Rubrics Building | 25.2.01 | Fire Blanket | 1.8m x 1.2m | 2023
Trinity College - Rubrics Building | 25.2.01 | Wet Chemical | 3ltr | 2022
Trinity College - Rubrics Building | 25.2.02 | Fire Blanket | 1.8m x 1.2m | 2023
Trinity College - Rubrics Building | 25.2.02 | Wet Chemical | 3ltr | 2022
Trinity College - Rubrics Building | Block 25 3rd floor | Co2 | 2kg | 2023
Trinity College - Rubrics Building | Block 25 3rd floor | Water | 6ltr | 2023
Trinity College - Rubrics Building | 25.3.01 | Fire Blanket | 1.8m x 1.2m | 2023
Trinity College - Rubrics Building | 25.3.01 | Wet Chemical | 3ltr | 2022
Trinity College - Rubrics Building | 25.3.02 | Fire Blanket | 1.8m x 1.2m | 2023
Trinity College - Rubrics Building | 25.3.02 | Wet Chemical | 3ltr | 2022
Trinity College - Rubrics Building | Block 26 entrance | Water | 6ltr | 2023
Trinity College - Rubrics Building | Block 26 entrance | Co2 | 2kg | 2023
Trinity College - Rubrics Building | 26.0 shared kitchen | Fire Blanket | 1.8m x 1.2m | 2023
Trinity College - Rubrics Building | 26.0 shared kitchen | Wet Chemical | 3ltr | 2022
Trinity College - Rubrics Building | Block 26 1st floor | Co2 | 2kg | 2023
Trinity College - Rubrics Building | Block 26 1st floor | Water | 6ltr | 2023
Trinity College - Rubrics Building | Block 26 2nd floor | Co2 | 2kg | 2023
Trinity College - Rubrics Building | Block 26 2nd floor | Water | 6ltr | 2023
Trinity College - Rubrics Building | Block 26 3rd floor | Co2 | 2kg | 2023
Trinity College - Rubrics Building | Block 26 3rd floor | Water | 6ltr | 2023
Trinity College - Rubrics Building | 26.3 shared kitchen | Fire Blanket | 1.8m x 1.2m | 2023
Trinity College - Rubrics Building | 26.3 shared kitchen | Wet Chemical | 3ltr | 2022
Trinity College - Biomedical Science (TBSI) | -3 boiler room | Co2 | 2kg | 2024
Trinity College - Biomedical Science (TBSI) | 169 AEC Office | Foam | 6ltr | 2021
Trinity College - Biomedical Science (TBSI) | 169 AEC Office | Foam | 6ltr | 2021
Trinity College - 5 College Green | 010A Office in 5th Floor | Water | 6ltr | 2021
Trinity College - Aras an Phiarsaigh | plant area outside on rooftop | Dry Powder | 6kg | 2024
Trinity College - Aras an Phiarsaigh | plant area outside on rooftop | Dry Powder | 6kg | 2024
Trinity College - Aras an Phiarsaigh | Telecoms room | Co2 | 5kg | 2024
Trinity College - Aras an Phiarsaigh | 006A Ground Floor Switchroom through room 0.12 | Co2 | 5kg | 2024
Trinity College - Aras an Phiarsaigh | 006E Green Data Centre | Co2 | 2kg | 2024
Trinity College - E3 | Basement -Chubb | Co2 | 2kg | 2025
Trinity College - E3 | Basement -Chubb | Co2 | 2kg | 2025
Trinity College - E3 | Basement -Chubb | Co2 | 2kg | 2025
Trinity College - E3 | Basement -Chubb | Co2 | 2kg | 2025
Trinity College - E3 | Basement -Chubb | Co2 | 2kg | 2025
Trinity College - E3 | Basement -Chubb | Co2 | 2kg | 2025
Trinity College - E3 | Basement -Chubb | Co2 | 2kg | 2025
Trinity College - E3 | Basement -Chubb | Water | 6 ltr | 2024
Trinity College - E3 | Basement -Chubb | Water | 6 ltr | 2024
Trinity College - E3 | Basement -Chubb | Water | 6 ltr | 2024
Trinity College - E3 | Basement -Chubb | Water | 6 ltr | 2024
Trinity College - E3 | Basement -Chubb | Water | 6 ltr | 2024
Trinity College - E3 | Basement -Chubb | Water | 6 ltr | 2024
Trinity College - E3 | Basement -Chubb | Co2 | 5kg | 2024
Trinity College - E3 | Basement -Chubb | Co2 | 5kg | 2024
Trinity College - E3 | Basement -Chubb | Dry Powder | 9kg | 2024
Trinity College - E3 | Basement -Chubb | Fire Blanket | 1.2 x 1.2 | 2024
Trinity College - E3 | Mezzanine - Chubb | Co2 | 2kg | 2024
Trinity College - E3 | Mezzanine - Chubb | Water | 6ltr Hydrospray | 2024
Trinity College - E3 | Mezzanine - Chubb | Co2 | 5kg | 2024
Trinity College - E3 | Mezzanine - Chubb | Dry Powder | 9Kg | 2024
Trinity College - E3 | Ground Floor Chubb | Co2 | 2kg | 2024
Trinity College - E3 | Ground Floor Chubb | Co2 | 2kg | 2024
Trinity College - E3 | Ground Floor Chubb | Co2 | 2kg | 2024
Trinity College - E3 | Ground Floor Chubb | Co2 | 2kg | 2024
Trinity College - E3 | Ground Floor Chubb | Co2 | 2kg | 2024
Trinity College - E3 | Ground Floor Chubb | Co2 | 2kg | 2024
Trinity College - E3 | Ground Floor Chubb | Co2 | 2kg | 2024
Trinity College - E3 | Ground Floor Chubb | Co2 | 2kg | 2024
Trinity College - E3 | Ground Floor Chubb | Co2 | 2kg | 2024
Trinity College - E3 | Ground Floor Chubb | Co2 | 2kg | 2024
Trinity College - E3 | Ground Floor Chubb | Co2 | 2kg | 2024
Trinity College - E3 | Ground Floor Chubb | Water | 6ltr Hydrospray | 2024
Trinity College - E3 | Ground Floor Chubb | Water | 6ltr Hydrospray | 2024
Trinity College - E3 | Ground Floor Chubb | Water | 6ltr Hydrospray | 2024
Trinity College - E3 | Ground Floor Chubb | Water | 6ltr Hydrospray | 2024
Trinity College - E3 | Ground Floor Chubb | Water | 6ltr Hydrospray | 2024
Trinity College - E3 | Ground Floor Chubb | Water | 6ltr Hydrospray | 2024
Trinity College - E3 | Ground Floor Chubb | Water | 6ltr Hydrospray | 2024
Trinity College - E3 | Ground Floor Chubb | Water | 6ltr Hydrospray | 2024
Trinity College - E3 | Ground Floor Chubb | Water | 6ltr Hydrospray | 2024
Trinity College - E3 | Ground Floor Chubb | Water | 6ltr Hydrospray | 2024
Trinity College - E3 | Ground Floor Chubb | Water | 6ltr Hydrospray | 2024
Trinity College - E3 | Ground Floor Chubb | Co2 | 5kg | 2024
Trinity College - E3 | Ground Floor Chubb | Co2 | 5kg | 2024
Trinity College - E3 | Ground Floor Chubb | Co2 | 5kg | 2024
Trinity College - E3 | Ground Floor Chubb | Co2 | 5kg | 2024
Trinity College - E3 | Ground Floor Chubb | Co2 | 5kg | 2024
Trinity College - E3 | Ground Floor Chubb | Fire Blanket | 1.2 x 1.2 | 2024
Trinity College - E3 | First Floor Chubb | Co2 | 2kg | 2024
Trinity College - E3 | First Floor Chubb | Co2 | 2kg | 2024
Trinity College - E3 | First Floor Chubb | Co2 | 2kg | 2024
Trinity College - E3 | First Floor Chubb | Co2 | 2kg | 2024
Trinity College - E3 | First Floor Chubb | Co2 | 2kg | 2024
Trinity College - E3 | First Floor Chubb | Co2 | 2kg | 2024
Trinity College - E3 | First Floor Chubb | Co2 | 2kg | 2024
Trinity College - E3 | First Floor Chubb | Co2 | 2kg | 2024
Trinity College - E3 | First Floor Chubb | Water | 6 ltr Hydrospray | 2024
Trinity College - E3 | First Floor Chubb | Water | 6 ltr Hydrospray | 2024
Trinity College - E3 | First Floor Chubb | Water | 6 ltr Hydrospray | 2024
Trinity College - E3 | First Floor Chubb | Water | 6 ltr Hydrospray | 2024
Trinity College - E3 | First Floor Chubb | Water | 6 ltr Hydrospray | 2024
Trinity College - E3 | First Floor Chubb | Water | 6 ltr Hydrospray | 2024
Trinity College - E3 | First Floor Chubb | Co2 | 5kg | 2024
Trinity College - E3 | First Floor Chubb | Fire Blanket | 1.2 x 1.2 | 2024
Trinity College - E3 | Second Floor Fire Extinguisher Chubb | Co2 | 2kg | 2024
Trinity College - E3 | Second Floor Fire Extinguisher Chubb | Co2 | 2kg | 2024
Trinity College - E3 | Second Floor Fire Extinguisher Chubb | Co2 | 2kg | 2024
Trinity College - E3 | Second Floor Fire Extinguisher Chubb | Co2 | 2kg | 2024
Trinity College - E3 | Second Floor Fire Extinguisher Chubb | Co2 | 2kg | 2024
Trinity College - E3 | Second Floor Fire Extinguisher Chubb | Co2 | 2kg | 2024
Trinity College - E3 | Second Floor Fire Extinguisher Chubb | Water | 6ltr Hydrospray | 2024
Trinity College - E3 | Second Floor Fire Extinguisher Chubb | Water | 6ltr Hydrospray | 2024
Trinity College - E3 | Second Floor Fire Extinguisher Chubb | Water | 6ltr Hydrospray | 2024
Trinity College - E3 | Second Floor Fire Extinguisher Chubb | Water | 6ltr Hydrospray | 2024
Trinity College - E3 | Second Floor Fire Extinguisher Chubb | Water | 6ltr Hydrospray | 2024
Trinity College - E3 | Second Floor Fire Extinguisher Chubb | Co2 | 5kg | 2024
Trinity College - E3 | Second Floor Fire Extinguisher Chubb | Co2 | 5kg | 2024
Trinity College - E3 | Second Floor Fire Blanket | Fire Blanket | 1.2 x 1.2 | 2024
Trinity College - E3 | Third Floor Fire Extinguisher Chubb | Co2 | 2kg | 2024
Trinity College - E3 | Third Floor Fire Extinguisher Chubb | Co2 | 2kg | 2024
Trinity College - E3 | Third Floor Fire Extinguisher Chubb | Co2 | 2kg | 2024
Trinity College - E3 | Third Floor Fire Extinguisher Chubb | Co2 | 2kg | 2024
Trinity College - E3 | Third Floor Fire Extinguisher Chubb | Co2 | 2kg | 2024
Trinity College - E3 | Third Floor Fire Extinguisher Chubb | Co2 | 2kg | 2024
Trinity College - E3 | Third Floor Fire Extinguisher Chubb | Water | 6ltr Hydrospray | 2024
Trinity College - E3 | Third Floor Fire Extinguisher Chubb | Water | 6ltr Hydrospray | 2024
Trinity College - E3 | Third Floor Fire Extinguisher Chubb | Water | 6ltr Hydrospray | 2024
Trinity College - E3 | Third Floor Fire Extinguisher Chubb | Water | 6ltr Hydrospray | 2024
Trinity College - E3 | Third Floor Fire Extinguisher Chubb | Water | 6ltr Hydrospray | 2024
Trinity College - E3 | Third Floor Fire Extinguisher Chubb | Co2 | 5kg | 2024
Trinity College - E3 | Third Floor Fire Blanket Chubb | Fire Blanket | 1.2 x 1.2 | 2024
Trinity College - E3 | Fourth Floor Fire Extinguisher Chubb | Co2 | 2kg | 2024
Trinity College - E3 | Fourth Floor Fire Extinguisher Chubb | Co2 | 2kg | 2024
Trinity College - E3 | Fourth Floor Fire Extinguisher Chubb | Co2 | 2kg | 2024
Trinity College - E3 | Fourth Floor Fire Extinguisher Chubb | Co2 | 2kg | 2024
Trinity College - E3 | Fourth Floor Fire Extinguisher Chubb | Co2 | 2kg | 2024
Trinity College - E3 | Fourth Floor Fire Extinguisher Chubb | Co2 | 2kg | 2024
Trinity College - E3 | Fourth Floor Fire Extinguisher Chubb | Water | 6ltr Hydrospray | 2024
Trinity College - E3 | Fourth Floor Fire Extinguisher Chubb | Water | 6ltr Hydrospray | 2024
Trinity College - E3 | Fourth Floor Fire Extinguisher Chubb | Water | 6ltr Hydrospray | 2024
Trinity College - E3 | Fourth Floor Fire Extinguisher Chubb | Water | 6ltr Hydrospray | 2024
Trinity College - E3 | Fourth Floor Fire Extinguisher Chubb | Water | 6ltr Hydrospray | 2024
Trinity College - E3 | Fourth Floor Fire Extinguisher Chubb | Co2 | 5kg | 2024
Trinity College - E3 | Fourth Floor Fire Blanket Chubb | Fire Blanket | 1.2 x 1.2 | 2024
Trinity College - E3 | Fifth Floor Fire Extinguisher Chubb | Co2 | 2kg | 2024
Trinity College - E3 | Fifth Floor Fire Extinguisher Chubb | Co2 | 5kg | 2024
Trinity College - E3 | Fifth Floor Fire Extinguisher Chubb | Dry Powder | 9kg | 2024
Trinity East - Portal | LG Floor East Fire Extinguisher - Moyne Roberts | Co2 | 2kg | 2025
Trinity East - Portal | LG Floor East Fire Extinguisher - Moyne Roberts | Foam AFFF | 6ltr | 2025
Trinity East - Portal | LG Floor Coffee dock Fire Extinguisher - Moyne Roberts | Co2 | 2kg | 2025
Trinity East - Portal | LG Floor Coffee dock Fire Extinguisher - Moyne Roberts | Foam AFFF | 6ltr | 2025
Trinity East - Portal | LG Floor Coffee dock Fire Extinguisher - Moyne Roberts | Fire Blanket | 1.2 x 1.2 | 2025
Trinity East - Portal | LG Floor Toilet Corridor Fire Extinguisher - Moyne Roberts | Co2 | 2kg | 2025
Trinity East - Portal | LG Floor Toilet Corridor Fire Extinguisher - Moyne Roberts | Foam AFFF | 6ltr | 2025
Trinity East - Portal | LG Floor West End Open Area Fire Extinguisher - Moyne Roberts | Co2 | 2kg | 2025
Trinity East - Portal | LG Floor West End Open Area Fire Extinguisher - Moyne Roberts | Foam AFFF | 6ltr | 2025
Trinity East - Portal | GR Floor East End Open Area Fire Extinguisher - Moyne Roberts | Co2 | 2kg | 2025
Trinity East - Portal | GR Floor East End Open Area Fire Extinguisher - Moyne Roberts | Foam AFFF | 6ltr | 2025
Trinity East - Portal | GR Floor North West End Open Area Fire Extinguisher - Moyne Roberts | Co2 | 2kg | 2025
Trinity East - Portal | GR Floor North West End Open Area Fire Extinguisher - Moyne Roberts | Foam AFFF | 6ltr | 2025
Trinity East - Portal | GR Flooor North Side Open Area Fire Extinguisher - Moyne Robetrs | Co2 | 2kg | 2025
Trinity East - Portal | GR Flooor North Side Open Area Fire Extinguisher - Moyne Robetrs | Foam AFFF | 6ltr | 2025
Trinity East - Portal | GR Floor West Seminar Room Corridor Fire Extinguisher - Moyne Roberts | Co2 | 2kg | 2025
Trinity East - Portal | GR Floor West Seminar Room Corridor Fire Extinguisher - Moyne Roberts | Foam AFFF | 6ltr | 2025
Trinity East - Portal | GR Floor East Stairs Open Area Fire Extinguisher - Moyne Roberts | Co2 | 2kg | 2025
Trinity East - Portal | GR Floor East Stairs Open Area Fire Extinguisher - Moyne Roberts | Foam AFFF | 6ltr | 2025
Trinity East - Portal | GR Floor East Reception Desk Fire Extinguisher - Moyne Roberts | Co2 | 2kg | 2025
Trinity East - Portal | GR Floor East Reception Desk Fire Extinguisher - Moyne Roberts | Foam AFFF | 6ltr | 2025
Trinity East - Portal | GR Floor East End Kitchen Fire Extinguisher - Moyne Roberts | Co2 | 2kg | 2025
Trinity East - Portal | GR Floor East End Kitchen Fire Extinguisher - Moyne Roberts | Foam AFFF | 6ltr | 2025
Trinity East - Portal | GR Floor East End Seating Area Fire Extinguisher - Moyne Roberts | Co2 | 2kg | 2025
Trinity East - Portal | GR Floor East End Seating Area Fire Extinguisher - Moyne Roberts | Foam AFFF | 6ltr | 2025
Trinity East - Portal | Mezzanine Level West Stairs Fire Extinguisher - Moyne Roberts | Co2 | 2kg | 2025
Trinity East - Portal | Mezzanine Level West Stairs Fire Extinguisher - Moyne Roberts | Foam AFFF | 6ltr | 2025
Trinity East - Portal | Mezzanine Level West Landing Fire Extinguisher - Moyne Roberts | Co2 | 2kg | 2025
Trinity East - Portal | Mezzanine Level West Landing Fire Extinguisher - Moyne Roberts | Foam AFFF | 6ltr | 2025
Trinity East - Portal | Mezzanine Level Lift Lobby Fire Extinguisher - Moyne Roberts | Co2 | 2kg | 2025
Trinity East - Portal | Mezzanine Level Lift Lobby Fire Extinguisher - Moyne Roberts | Foam AFFF | 6ltr | 2025
Trinity East - Portal | Mezzanine Level East Open Area Fire Extinguisher - Moyne Roberts | Co2 | 2kg | 2025
Trinity East - Portal | Mezzanine Level East Open Area Fire Extinguisher - Moyne Roberts | Foam AFFF | 6ltr | 2025
Trinity East - Portal | Mezzanine Level Disabled Toilet lobby Fire Extinguisher - Moyne Roberts | Co2 | 2kg | 2025
Trinity East - Portal | Mezzanine Level Disabled Toilet lobby Fire Extinguisher - Moyne Roberts | Foam AFFF | 6ltr | 2025

## Dry Risers
Trinity College Dry Riser Asset List 2025
Trinity College - 1 College Green | 100 5th Floor rear stairs | Dry Riser
Trinity College - 7-9 South Leinster St | 100 Dry Riser Air Vent in lift plant room | Dry Riser
Trinity College - Arts Building | 101 Stairs at provest house | Dry Riser
Trinity College - Arts Building | 102 A stairs | Dry Riser
Trinity College - Crann | 201 5th Floor Rear Stairwell | Dry Riser
Trinity College - Goldsmith Hall | 200 House 62-64 | Dry Riser
Trinity College - Goldsmith Hall | 201 House 69-70 | Dry Riser
Trinity College - Goldsmith Hall | 202 House 67-68 | Dry Riser
Trinity College - Goldsmith Hall | 203 House 60-61 | Dry Riser
Trinity College - PHS | 204 House 41 | Dry Riser
Trinity College - PHS | 205 House 42 | Dry Riser
Trinity College - PHS | 206 House 43 | Dry Riser
Trinity College - PHS | 207 House 44 | Dry Riser