## Pricing Schedule- FA + EL
|  | Framework Member Name | Please Delete this Text and Insert Tendering Entity Name in yellow highlighted area here.
|  | Contact Person | Please Delete this Text and Insert Contact Name in yellow highlighted area here.
|  | Email | Please Delete this Text and Insert Contact Email Address in yellow highlighted area here.
|  | Phone Number | Please Delete this Text and Insert Contact Phone Number in yellow highlighted area here.
Indicative Information supplied by SMH, namely: Provisional quantity of devices to be maintained, provisional € sum for replacement spare parts (other than the most common spare parts) provisional quantity of technician hours for reactive maintenance, provisional quantity of call-out events, etc. as indicated below. These provisional figures are subject to change based on the actual quantity of devices, spare parts, hours and provisional € sums required. The provisional figures are as accurate as is possible for SMH to provide at this time. No obligation shall exist for SMH to purchase these precise, or any, quantity of provisional figures. SMH does not warrant or represent that expenditure will meet, exceed or be less than the estimated provisional figures and by submitting a Tender, Tenderers so acknowledge and confirm. SMH may value Reactive Maintenance, Repairs and Modifications based on the basis of a Client instructed and signed daywork sheet or Client requested quotation, substantiating labour and parts costings, prior to the work being undertaken.
Tenderers should complete all applicable orange coloured cells: Tenderers pricing information in relation to the quantity of hours / minutes and cost of spare part supply is for information only, to demonstrate that applicable framework rates are not being exceeded. These quantity of hours / minutes and cost of spare part supply submitted by the Tenderer at SRFT stage are at the risk of the Tenderer. SMH will be entitled to receive the services for the respective tendered amounts should the actual quantity of hours/minutes and cost of spare part supply exceed the Tenderers estimated quantity of hours/minutes and cost of spare part supply.
Tenderers should complete all applicable yellow coloured cells. Framework members are reminded that all € Rates and % Mark-ups, submitted for each applicable line item for this SRFT, must be equal to or lower than the applicable € Rates and % Mark-ups submitted by the Framework Member for entry onto Lot 1 Dublin City and County
These are the SRFT Tendered Amount(s), which will automatically calculate. SRFT tender prices will be evaluated based on the "Overall Sum Tendered per Annum (Ex Vat)". The Methodology for calculating marks for Quantitative Criteria: Cost is set out in paragraph 2.3 of the SRFT.
Tendered Unit Rates to be multiplied by the remeasure of the actual quantities for payment purposes for the successful SRFT Tenderer. For example, the sum of the Tenderers quantum hours for provisional quantities multiplied by the € Hourly rate for Maintenance Technician or % Mark Ups will be divided by the provisional quantity or amount to give the 'Tendered Unit Rates'.
SECTION 1: Planned Preventative Maintenance and Servicing of Fire Alarm Systems for SMH
|  |  |  | A* | B | C | D | E
|  |  |  | Estimated Quantity of Devices to be Maintained Per Annum | Tenderers Quantum Hours for provisional Qtys in Col (A) | € Hourly rate for Maintenance Technician (Excl. VAT) | (D) = (B X C) Tender Amount (Excl. VAT) | (E) = (D / A) Tendered Unit Rate per Device (Excl. VAT)
1.1 | PPM and Servicing of Addressable Devices, Open Protocol |  |  | 2325 | 0 | € | #VALUE! | #VALUE!
1.2 | PPM and Servicing of Conventional Devices, Open Protocol |  |  | 2652 | 0 | € | #VALUE! | #VALUE!
[5 empty] | Section 1 Sub-Total (per annum): |  |  | #VALUE!
SECTION 2: Planned Preventative Maintenance and Servicing of Emergency Lighting Systems for SMH
|  |  |  | A* | B | C | D | E
|  |  |  | Estimated Quantity of Devices to be Maintained Per Annum | Tenderers Quantum Hours for provisional Qtys in Col (A) | € Hourly rate for Maintenance Technician (Excl. VAT) | (D) = (B X C) Tender Amount (Excl. VAT) | (E) = (D / A) Tendered Unit Rate per Device (Excl. VAT)
2.1 | PPM and Servicing of Devices- Self Contained Systems |  |  | 1800 | 0 | € | #VALUE! | #VALUE!
2.2 | PPM and Servicing of Devices- ATS (NOMINAL NUMBER OF DEVICES)) |  |  | 40 | 0 | € | #VALUE! | #VALUE!
2.3 | PPM and Servicing of Devices- Centrally Powered Systems (NOMINAL NUMBER OF DEVICES) |  |  | 40 | 0 | € | #VALUE! | #VALUE!
[5 empty] | Section 2 Sub-Total (per annum): |  |  | #VALUE!
SECTION 3: Supply only of Replacement Spare Parts for SMH- % Mark-Up on Net Open Book Costs for Supply Only (Fire, intruder Alarm, CCTV and Emergency Lighting System Spare Parts)
|  |  |  | A* | B | C | D
|  |  |  | Estimated Quantity Per Annum € | SRFT Mark-up % | (D = (A x B) Tender Amount (Excl. VAT) | (D)=(C) Tendered Unit Rate % Mark Up (Excl. VAT)
3.1 | Framework Clients Estimated Costs of spare parts: The estimated net open book cost of spare parts € value (blue cell) represents SMH's current best estimate per annum. |  |  | 5000 | % | 5000 | #VALUE!
| Tenderers % Mark-up on cost of spare parts: Tenderers must provide the % Mark-up (yellow cell) for this item. |  |  |  |  | #VALUE!
[5 empty] | Section 3 Sub-Total (per annum): |  |  | #VALUE!
SECTION 4: Reactive Maintenance, Repairs And Modifications To Fire Alarm & Emergency Lighting Systems for SMH (Excluding 1st Hour on site as part of Call Out Service)
|  |  |  | A* | B | C | D
|  |  |  | Estimated Quantity of Hours Per Annum | € Hourly rate for Maintenance Technician | C= (A x B) Tender Amount (Excl. VAT) | D = (C / A) Tendered Unit Rate per Hour
4.1 | Maximum Hourly Rate for a Fire Alarm & Emergency Lighting Maintenance Technician undertaking Fire Alarm and Emergency Lighting Maintenance Services during Normal Working Hours. The Maximum Hourly Rate should include for a maintenance technician who is competent to undertake Controlled Electical Work. |  |  | 300 | € | #VALUE! | #VALUE!
4.2 | Maximum Hourly Rate for a Fire Alarm & Emergency Lighting Maintenance Technician undertaking Fire Alarm & Emergency Lighting Maintenance Services Outside of Normal Working Hours. The Maximum Hourly Rate should include for a maintenance technician who is competent to undertake Controlled Electrical Work. |  |  | 100 | € | #VALUE! | #VALUE!
[5 empty] | Section 4 Sub-Total (per annum): |  |  | #VALUE!
SECTION 5: Call Out Service for Unplanned / Reactive Maintenance for SMH (Fire Alarm and Emergency Lighting Systems)
|  |  |  | A* | B | C | D
|  |  |  | Estimated Quantity of Call Outs Per Annum | Unit € rate per Callout Event | C= (A x B) Tender Amount (Excl. VAT) | D = (C/A) Tendered Unit Rate per Callout Event
5.1 | Maximum charge (No Minimum number of hours, shall apply) for a callout event during Normal Working Hours which is to include 1st hour on site, travelling costs and all other costs. Rates thereafter will be calculated using the applicable hourly rate for a Maintenance Technician as specified at FA + EL 4.1 above. |  |  | 100 | € | #VALUE! | #VALUE!
5.2 | Maximum charge (No Minimum number of hours, shall apply) for a callout event Outside of Normal Working Hours which is to include 1st hour on site, travelling costs and all other costs. Rates thereafter will be calculated using the applicable hourly rate for Maintenance Technician as specified at FA + EL 4.2 above. |  |  | 50 | € | #VALUE! | #VALUE!
[5 empty] | Section 5 Sub-Total (per annum): |  |  | #VALUE!
SECTION 6: Cause and Effect Strategy Testing for SMH Verify and Report that Building Components themselves are responding to the Interface Unit signal by activating correctly on activation of Fire Alarm
|  |  |  | A* | B | C | D | E
|  |  |  | Estimated Provisional Quantity of Cause and Effect Testing Reports Per Annum | Tenderers Quantum Hours for Estimated Provisonal Qtys in Col (A) | € Hourly rate for Maintenance Technician (Excl. VAT) | (D) = (B X C) Tender Amount (Excl. VAT) | (E) = (D / A) Tendered Unit Rate per Cause and Effect Testing Report (Excl. VAT)
6.1 | Maximum hourly rate for Fire Alarm Maintenance Technician to verify and report on operation of all devices/equipment/building components on activation of Fire Alarm as scheduled with the Interface Units (I/O's). (Once per annum verification/reporting at locations where I/O interface units are present) |  |  | 262 | 0 | € | #VALUE! | #VALUE!
[5 empty] | Section 6 Sub-Total (per annum): |  |  | #VALUE!
SECTION 1: Planned Preventative Maintenance and Servicing of Fire Alarm Systems for SMH | [7 empty] | #VALUE!
SECTION 2: Planned Preventative Maintenance and Servicing of Emergency Lighting Systems for SMH | [7 empty] | #VALUE!
SECTION 3: Supply only of Replacement Spare Parts for SMH- % Mark-Up on Net Open Book Costs for Supply Only (Fire, intruder Alarm, CCTV and Emergency Lighting System Spare Parts) | [7 empty] | #VALUE!
SECTION 4: Reactive Maintenance, Repairs And Modifications To Fire Alarm & Emergency Lighting Systems for SMH (Excluding 1st Hour on site as part of Call Out Service) | [7 empty] | #VALUE!
SECTION 5: Call Out Service for Unplanned / Reactive Maintenance for SMH (Fire Alarm and Emergency Lighting Systems) | [7 empty] | #VALUE!
SECTION 6: Cause and Effect Strategy Testing for SMH | [7 empty] | #VALUE!
#VALUE!
Quantitative Pricing Schedule
Please carefully read the below colour coded "Legend" prior to completing this Pricing Document.
Refer to the Location Requirements, Fire Alarm Assets and Emergency Lighting Assets Tabs for indicative System Details and As set Information provided by SMH.
Should you have any queries in relation to completing this Pricing Schedule Document, please submit same via the the messaging facility on eTenders before the query deadline date closes.
Please return return your Pricing Schedule Document in its electronic spreadsheet format.
Tenderers should enter a numerical value in each of the yellow highlighted cells and orange highlighted cells. Where a Tenderer leaves a yellow highlighted cell or orange highlighted cell at €0 / 0% or blank then tha t item shall be free of charge.
Normal
Working
Hours
Normal
Working
Hours
Outside of
Normal
Working
Hours
Start
Summary of Sub-Totals for Fire Alarm and Emergency Lighting Maintenance Services for SMH
Total Sum Tendered per annum for SMH
€
*Column ‘A'
*Column ‘A' is an estimate of the quantity requirements and as such are provisional quantities.
The successful Framework Supplier will be paid based on actual quantities multiplied by the respective Tendered Unit Rate.
SECTION 4 & SECTION 5: Hourly Rates
 Normal working hours are defined as 8am to 6pm Monday to Friday - The charge for a callout event during Normal Working Hours is to include 1st hour on site & travelling costs and all other costs.
 Outside normal working hours are defined as 6pm to 8am including weekends, Bank Holidays, Christmas Day etc. - The charge for a callout event during Outside of Normal Working Hours is to include 1st hour on site & travelling costs and all other costs.
All Inclusive Maximum Ceiling € Rates
All rates / charges and percentage (%) mark-up are maximum ceiling rates and these maximum ceiling rates may not be exceeded (but may be reduced by the Tenderer) in any response to Mini-Competitions pursuant to any Framework Agreement, (subject to RFT Part 2: Instructions to Tenderers paragraph 2.10.6).
Tenderers are also reminded that in accordance with paragraph 2.10 of the RFT, € hourly rates for maintenance technician must be all-inclusive for the provision of the Services, including but not limited to and by way of example only: labour, consumables, transport & travel, access to a height of 3.0m, equipment & tools, waste disposal, temporary protection, administration / support services, management, management information & reporting, PPE, insurances (excluding P.I. insurances), inductions, overheads, profit, etc. The callout charge and hourly rate do not include any spare part supply cost.
Outside of
Normal
Working
Hours

## Location Requirements- FA + EL
FBM069F-22 Fire Alarm and Emergency Lighting Maintenance Services for St. Michael's House ("SMH")
Name of Location where building(s) are located/ Indicative Type of Facility | Indicative Number of Buildings | Location Address | Eircode of Principal Building within this Location | Specific Requirements and/or Restrictions
St.Michaels House, Baldoyle inc Portacabin | 3 | Baldoyle Campus, College Street Baldoyle. Convent, Dublin 13 | D13 W827 | Sign-in Required
Day Service- Old School House (Chanel) |  | Baldoyle Campus, College Street Baldoyle. Old School House (Chanel), Dublin 13
St. Michael House Ballymun Campus | 12 | Ballymun Rd., Dublin 9 | D09 DX37 | Sign-in Required
Offices |  | Ballymun Campus H.Q. Main Building, Dublin 9 | D09 DX37
Offices |  | Ballymun Campus Prefabs Admin/Clinic Support, Dublin 9 | D09 DX37
Residential |  | Ballymun Campus, Glenamoy, Dublin 9 | D09 E0E4
Residential |  | Ballymun Campus, Glencree, Dublin 9 | D09 TX83
Residential |  | Ballymun Campus, Glencorry, Dublin 9 | D09 P6P4
Residential |  | Ballymun Campus, Gleneally, Dublin 9 | D09 W3F6
Residential |  | Ballymun Campus, Glenmalure, Dublin 9 | D09 A2C5
Residential |  | Ballymun Campus, Glenveagh, Dublin 9 | D09 W422
Residential |  | Ballymun Campus, Glennanaar, Dublin 9 | D09 H7R9
Day Service |  | Ballymun Campus "Solus", Dublin 9 | D09 R820
Day Service |  | Ballymun Campus, Local Centre, Dublin 9 | D09 YR74
Day Service | 5 | Belcamp Campus, ASCU, Coolock Lane, Dublin 17 | D17 NW92
Pallative Care |  | Belcamp Campus, Cara Alzheimers, Coolock Lane, Dublin 17 | D17 KP58
Leisure Centre |  | Belcamp Campus, Leisure Centre, Coolock Lane, Dublin 17 | D17 NW92
Residential |  | Belcamp Campus, Riverside 1, Coolock Lane, Dublin 17 | D17 NW92
Day Service |  | Belcamp Campus, Riverside 2, Coolock Lane, Dublin 17 | D17 H104
Bon Accord Day Service | 1 | Bon Accord LC, 49 Beaumont Ave, Churchtown, Dublin 14 | D14 HX43
St. Michaels House Adare Green | 3 | Coolock Campus Enterprise Local Centre, Dublin 17 | D17 WP30
Offices |  | Coolock Campus H.Q. Adare Green Coolock, Dublin 17 | D17 EN84
Day Service & Part of Building Above (SMH 22 Offices) |  | Coolock Campus Adare Green LC. Adare Green Coolock, Dublin 17 | D17 EN84
Day Service |  | Short Term Training Centre, Coolock Campus, Adare Green, Dublin 17 | D17 EN84
Abbeyfield Residential | 1 | 44 Abbeyfield, Killester, Dublin 5 | D05 C2V4
Ailesbury Respite | 1 | 4 Ailesbury Lawn, Dundrum, Dublin 14 | D16 AX28
Ardbeg Resdiential | 1 | 46 Ardbeg Park, Artane, Dublin 5 | D05 W6Y0
Ardmore Residential | 1 | 49 Ardmore Crescent, Artane, Dublin 5 | D05 H3E0
Artane Residential (Including Flat) | 1 | 29 St. Brigid's Road, Artane, Dublin 5 | D05 E1X8
20 Pinewood Crescent, Glasnevin- Residential- Avondale | 2 | Avondale, 20A Pinewood Crescent, Glasnevin, Dublin 11 | D11 E278
20 Pinewood Crescent, Glasnevin- Residential- Ferndale |  | Ferndale, 20 Pinewood Crescent, Glasnevin, Dublin 11 | D11 K602
Ballygall Residential | 1 | Ballygall Road East, 58, Dublin 11 | D11 X2T3
Ballymun Road Residential | 1 | Ballymun Road 83 , Ballymun, Dublin 9 | D09 RR25
Beauvale Residential | 1 | 88 Beauvale Park, Artane, Dublin 5 | D05 YOH7
Holiday Home | 1 | Beach Lawn, Golf Links Road, Mornington, Co. Meath. | A92 W8X5 | Co-ordination with Manager required prior to visit as it is a holiday home
Bettystown Avenue Residential- 1 | 2 | Bettystown Avenue 1, Raheny, Dublin 5 | D05 TK59
Bettystown Avenue Residential- 1A |  | Bettystown Avenue 1A, Raheny, Dublin 5 | D05 TK59
Binn Eadair Residential | 1 | 300 Howth Road, Killester, Dublin 5 | D05 VH59
Boroimhe Residential | 1 | Boroimhe Willows 2, Swords, Co. Dublin. | K67 D259
Breaffy House Residential | 1 | Breaffy House, Strand Road, Portmarnock, Co. Dublin. | D13 W447
Castle Day Service | 1 | Castle Industries, Unit 36 Malahide Rd Ind Park, Dublin 17 | D17 X782
Cill Caisce Residential | 1 | Brookwood Rise, 13, Artane, Dublin 5 | D05 XP96
Clew Bay Residential | 1 | 31 Clune Road, Finglas, Dublin 11 | D11 EZPZ
Collins Avenue Residential | 1 | 197 Collins Avenue, Whitehall, Dublin 9 | D09 A2F2
Collins Park | 1 | 160 Collins Park, Whitehall, Dublin 9 | D09W308
St. Michaels House Santry - Residential/Day Service | 2 | Coolfin , Swords Road, Santry, Dublin 9 | D09 P5Y6
Day Service |  | Sean Trabh LC Swords Road, Santry, Dublin 9 | D09 VE44
St. Michaels House 107 Cromwellsfort Road Local Centre and Low Support Residential | 4 | Cromwellsfort Road 107A, Apartment, Walkinstown, Dublin 12 | D12 AV97
Residential |  | Cromwellsfort Road 107B, Residential, Walkinstown, Dublin 12 | D12 W248 | Link with Manager to organise visit
Residential |  | 107C Cromwellsfort Road, Bedsit, Walkinstown, Dublin 12 |  | Link with Manager to organise visit
Day Service |  | Cromwellsfort Road 107 Local Centre, Walkinstown, Dublin 12 | D12 Y526 | Link with Manager to organise visit
St. Michaels House 18 Cromwellsfort Road- Local Centre | 2 | Cromwellsfort Local Centre,18 Cromwellsfort Road, Walkinstown, Dublin 12 | D12 FW42
St. Michaels House 18 Cromwellsfort Road- Low Support Apartment |  | Cromwellsfort Road 18 (Flat), Walkinstown, Dublin 12 | D12 F660 | Link with South Co-ordinator to organise visit
Del Val Residential | 1 | 2 Del Val Avenue, Sutton, Dublin 13 | D13 FF68
St. Michaels House Donabate- Residential | 3 | Donabate Residential, Portrane Road, Donabate, Co. Dublin. | K36 W567
St. Michaels House Donabate- Respite 1 |  | Donabate Respite 1, Portrane Road, Donabate, Co. Dublin | K36 WR85
St. Michaels House Donabate- Respite 2 |  | Donabate Respite 2, Portrane Road, Donabate, Co. Dublin | K36 VK66
St.Michaels House, Dublin Road, Swords | 2 | 61 Dublin Road | K67 R6W8
Day Service |  | 59 Dublin Road | K67 W0X4
Eithne Day Service | 1 | 31 Dublin Road, Swords, Co Dublin
Elmwood Residential | 1 | Elmwood Park 36, Swords, Co Dublin | K67 EW61
Fairview Residential | 1 | 23 Malahide Road, Fairview, Dublin 3 | D03 DW66
Fox's Lane Residential | 1 | 13 Fox's Lane, Raheny, Dublin 5 | D05 KX28
Garvagh Residential | 1 | Railway Avenue, Sutton, Dublin 13 | D13 CA25
Glendoher Residential | 1 | 16 Glendoher Road, Rathfarnham, Dublin 16 | D16 E2C8
St.Michaels House Donaghmede- Grangemore Rise 29- Residential | 3 | Grangemore Rise 29 (Rear of 16 Grangemore Park), Dublin 13 | D13 HD35
Apartment to rear of Grangemore Rise 29 |  | There is a small apartment to rear the of Grangemore Rise 29, Dublin 13 | D13 HD35
Local Centre |  | Grangemore Local Centre,15/16 Grangemore Park, Donaghmede, Dublin 13 | D13 A2X2
Gratton Lodge | 1 | 103 Grattan Lodge, Hole in the Wall Road, Donaghemede, Dublin 13 | D13 X529
St. Michaels House Goatstown | 3 | Goatstown H.Q. Willowfield Park, Goatstown, Dublin 14 | D14 P9E4 | Sign in required
Offices |  | Goatstown LTTC, Willowfield Park, Goatstown, Dublin 14 | D14 P9E4
Offices |  | Goatstown Prefabs, Willowfield Park, Goatstown, Dublin 14 | D14 P9E4
St. Michaels House Grosvenor Road Day Services | 2 | "TheHub" TURAS Grosvenor Road 17, Rathmines, Dublin 6 | D06 V002
Turas Day Service |  | Prefabs on Grosvenor Road Site | D06 V002
Starbrook Day Service | 1 | Adjacent School above | To be confirmed
Grove Day Service | 1 | Grove Road,11 Grove Road, Finglas, Dublin 11 | D11 KT61
Hazelwood Residential | 1 | 15 Pinewood Drive, Glasnevin, Dublin 11 | D11 CX37
Iosagain Day Service | 1 | Iosagain, Greendale Rd, Kilbarrack, Dublin 5 | D05 X5X8
Johnsons Hall | 1 | Johnsons Hall, Raheny |  | Pick up keys for visit
Kilbarrick Residential | 1 | 30 Kilbarrack Road, Kilbarrack, Dublin 5 | D05 A5X2
Kilbarrick Day Service | 1 | Kilbarrack LC,27 Kilbarrack Road, Kilbarrack, Dublin 5 | D05 HD79
Kilfenora Residential | 1 | 16 Kilfenora Drive, Donaghmede, Dublin 13 | D13 K8P9
Kilmore Residential | 1 | Kilmore Road LC,132 Kilmore Road, Artane, Dublin 5 | D05 W7X2
Kennington Residential | 1 | Kennington, 54 Kennington Road, Templeogue, Dublin 6 | D6W WD63
St.Michaels House La Verna- Day Service | 2 | 356 Howth Road, Killester, Dublin 5 | D05 KW83
Raheny Hub (to rear of above Day Service) |  | 356 Howth Road, Killester, Dublin 5 | D05 KW83
Lagan Road - Offices | 1 | 89D Lagan Road, Glasnevin, Dublin 11 | D11 AE17
45 Landscape Residential | 1 | Landscape Park 45, Churchtown, Dublin 14 | D14 FC66
Lar Foley Residential | 1 | 73 Grange Road, Donaghmede, Dublin 13 | D13 HY56
Le Cheile Day Service | 2 | Le Cheile Lagan Rd 94A , Dublin Ind Estate,Glasnevin | D11 V294
Unit 94A Front |  | Unit 94A, in front of Le Cheile
Leinster Road Day Service | 1 | The Mews LC, 104A Leinster Rd, Rathmines, Dublin 6 | D06 T0A5
Longlands Residential | 1 | Longlands 20 , Swords, Co. Dublin | K67 NN23
Lorcan Ave Residential | 1 | Lorcan Avenue, 133 Lorcan Avenue, Santry, Dublin 9 | D09 KW44
Marley Court Residential | 1 | Marley Court, 84 Marley Court, Rathfarnham, Dublin 14 | D14 VX52
Mask Road Day Service | 1 | Mask Road, 2 Grace Court, Coolock, Dublin 5 | D05 YY11
Mellowes Day Service | 1 | Mellowes Road 31 , Finglas, Dublin 11 | D11 YKR4
St.Michaels House 10 Middlethird | 2 | Middle Third 10 , Killester, Dublin 5 | D05 T181
Residential (10A) |  | Middle Third 10a (rear of 10 Middle Third) Killester, Dublin 5 | D05 WN34
Moyle Road | 1 | Moyle Indust., Unit 22 Moyle Rd, DInd.Est.,Glasnevin, Dublin 11 | D11 X016
New Cabra Road Residential | 1 | New Cabra Road 75 , Phibsboro, Dublin 7 | D07 E7F7
Newbrook Residential | 1 | 108 Newbrook Avenue, Donaghmede, Dublin 13 | D13 W8Y7
Northbrook Day Service | 1 | Northbrook Industries, Unit 1A, IDA Ind Est, Santry, Dublin 9 | D09 FV00
Northwood Hub | 1 | Unit 22, Northwood Court, Northwood Cresent, Northwood, Dublin 9 | D09YP21
Unit 6F Nutgrove | 1 | Unit 6f Nutgrove Office Park, Rathfarnham, Dublin 14
Saoirse | 1 | Unit 1, Nutgrove Office Park, Rathfarham, Dublin 14
Oaklands Day Service | 1 | Oaklands LC, 30 Oaklands Ave, Swords, Co Dublin | K67 Y898
Omni Day Service | 1 | Omni Training Centre, Unit 304, Second Floor, Omni Park, Santry, Dublin 9 | D09 K318
Ophally Lodge Day Service | 1 | Ophaly Lodge LC, Rosemount Estate, Dundrum, Dublin 14 | D14 AF34
Raheny Road Day service | 1 | Raheny Road LC, Knocknaree, 87 Raheny Road, Raheny, Dublin 5 | D05 V8W7
Rathbeale Residential | 1 | Rathbeale Road 49 , Swords, Co. Dublin | K67 W862
Ratheanna Residential | 1 | 22 St. Margaret's Ave, Raheny, Dublin 5 | D05 P652
Rosetree Residential | 1 | Oscar Traynor Rd, Coolock, Dublin 5 | D05 NZH9
5 Royal Oak Residential | 2 | Royal Oak,5 The Avenue, Royal Oak, Santry, Dublin 9 | D09 PT18
7 Royal Oak Residential |  | Royal Oak, 7 The Avenue, Royal Oak, Santry, Dublin 9 | D09 PT18
St.Michaels House Grangepark | 2 | Sa Bhaile, The Bungalow, Grangepark Grove, Raheny, Dublin 5 | D05 PR68
Day Service |  | Raheny ADC, Grange Park Grove, Raheny, Dublin 5 | D05 K778
Rossmore Residential | 1 | Rossmore, 26 Rossmore Crescent, Templeogue, Dublin 6 | D6W A627
SMH 119-SMH 121
St.Michaels House Santry Lane | 3 | Sallowood View 40, Ballymun, Dublin 9 | D09 AE67
Apartment above- 40A |  | Sallowood View 40A, Ballymun, Dublin 9 | D09 WD28 | Link with Community Support Manager required to organise visit
Apartment above- 40B |  | Sallowood View 40B, Ballymun, Dublin 9 | D09 V500 | Link with Community Support Manager required to organise visit
Santry Hall Day Service | 1 | Santry Hall TC, Unit 10A Santry Hall Ind Est, Santry, Dublin 9 | D09 F788
Sarto Rise Residential | 1 | 7 Sarto Rise, Bayside, Sutton, Dublin 13 | D13 NP93
Seanna Cill Residential | 1 | 47 St. Brendan's Ave, Coolock, Dublin 5 | D05 T2V4
Shanowen Residential | 1 | 275 Swords Rd, Santry, Dublin 9 | D09 RK24
Shanvarna Residential | 1 | 39 Shanvarna Rd., Santray, Dublin 9 | D09A256 | Link with Manager or Collect Keys
30 St. Canices Road Residential | 1 | St. Canice's Road 30 , Glasnevin, Dublin 11 | D11 H6V9
63 St. Canices Road Residential | 1 | St. Canice's Road 63 , Glasnevin, Dublin 11 | D11 R793
St Olaves | 1 | Unit 19 St Olaves, Kinsealy |  | Link in with Manager and/or Collect Keys
Templeogue | 1 | Templeogue Road, Dublin 6 | D6WA627
The Beeches Residential | 1 | The Beeches, Beech House, Donaghmede, Dublin 13 | D13 PW66
Swords Day Service | 1 | Swords LC,"The Bungalow", Seatown Rd, Swords, Co Dublin. | K67 T657
St. Michaels House Raheny- The Laurels | 2 | The Laurels, Rear Raheny SNS, Raheny Road, Dublin 5 | D05 T8N3
St. Michaels House Raheny- The Maples |  | The Maples, Rear Raheny SNS, Raheny Road, Dublin 5 | D05 K7E5
The Pines Residential | 1 | The Pines, 36 Taney Rise, Dundrum, Dublin 14 | D14 PR82
Flat adjacent The Willows | 2 | The Willows (Flat), Rathbeale Rd, Swords, Co. Dublin | K67 D5T9
The Willows Residential |  | The Willows, Rathbeale Rd, Swords, Co. Dublin | K67 D5T9
Warrenhouse Residential | 1 | Warrenhouse Resid., 21 Warrenhouse Rd, Baldoyle, Dublin 13 | D13 Y7F4
St. Michaels House Warrenhouse Rd LC | 3 | Warrenhouse LC, 4 Warrenhouse Road, Baldoyle, D13 | D13 R2A3
Apartment to rear- 4a |  | Warrenhouse Road 4a | D13 NN90 | Link with Community Support Manager required to organise visit
Apartment to rear- 4b |  | Warrenhouse Road 4b | D13 YF98 | Link with Community Support Manager required to organise visit
Watters Lane Residential | 1 | Watters Lane, (Parkview House) Commons Road, Navan, Co. Meath | C15 NRFZ
Whitehall Lodge Residential | 1 | 29 Whitehall Rd, Churchtown, Dublin 14. | D14 XF68
Willowglade Residential | 1 | 15, Willowfield Park, Goatstown, Dublin 14 | D14 PP59
Willowpark Residential | 1 | Willowpark, 28 Willowpark Cres., Glasnevin, Dublin 11 | D11 Y297
Woodview Residential | 1 | Woodview, Swords Road, Santry, Dublin 9 | D09 YOC8
WAD River Residential | 1 | Apt 20, WAD River Close, Ballymun, Dublin 9 | D11 E18P
SMH have endeavoured to provide as complete and as accurate information as possible. SMH does not represent that the information in these sheets are free from errors, inaccuracies, omissions or that they are exhaustive. The information presented in each of the tabs of this spreadsheet are as complete and accurate as possible for SMH to provide at this time.
The list of locations and facilities are indicative at the time of publication. During the course of any Services Contract, Fire Alarm and Emergency Lighting System Assets in additional and/or newly acquired locations/facilities/extensions may be added by SMH. Indicative locations/facilities at the time of publication may also be removed by SMH.
Please Note: This sheet is for information purposes only and requires no input from Tenderers
Where St. Michael's House operate day services, the day services operate between 9am-4pm.
Access to day services outside of these hours will require keys to be picked up from technical services and returned.

## Fire Alarm Assets
Indicative Fire Alarm Asset Details | [14 empty] | ***ESTIMATED QUANTITIES*** Indicative Type of Devices to be Maintained • Smoke Detectors • Heat Detectors • Beam detectors • Air Sampling Units • Break Glass Units/Manual Call Points • Audio Visual Devices (Bell Sounders, Beacons, Strobes etc...) • Interface Units (I/O's)
LOCATION DETAILS |  | F I R E A L A R M S Y S T E M (INDICATIVE) |  |  |  |  | ESTIMATED NUMBER OF DEVICES
Address of location where building(s) are located | Building Name | Fire Panel(s) (Make &/or Model) | System Protocol: Open / Closed | System Type(s) Conventional / Addressable | Ancillary Devices | Year of Installation / System Age | Number of Fire Panels | Number of Smoke Detectors | Number of Heat Detectors | Number of Beam Detectors | Number of Audio Visual Devices (Bell Sounders, Beacons, Strobes etc…) | Number of BGU (Break Glass Units/ Manual Call Points) | Number of Air Sampling Units | Number of Interface Units (I/O's)
Baldoyle Campus, College Street Baldoyle. | BALDOYLE | Juno Net | Open | Addressable | MAIN BUILDING ENTRANCE ACCESS CONTROL/LIFT/INTRUDER ALARM/ GAS SUPPRESSION/DOOR CLOSERS AND MAG LOCK | Pre 2006 | 10 | 320 | 20 | 1 | 40 | 50 | 0 | 22 | 463
Baldoyle Campus, College Street Baldoyle. School Prefabs | BALDOYLE SCHOOL | CTEC | Open | Conventional | ACCESS CONTROL/LINK TO MAIN PANEL | Pre 2006 | 1 | 4 | 4 | 0 | 4 | 4 | 0 | 2 | 19
Baldoyle Campus, College Street Baldoyle. Old School House(Chanel) | CHANEL | Premier SX | Open | Conventional | LIFT/ACCESS CONTROL | 2008 | 1 | 18 | 2 | 0 | 4 | 4 | 0 | 2 | 31
Ballymun Campus H.Q. Main Building | BMUN HQ | Advanced MX Pro 4 | Open | Addressable | ACCESS CONTROL/MAG LOCK/GAS SHUT OFF | Unknown | 1 | 137 | 5 | 0 | - | 17 | 0 | 4 | 164
Ballymun Campus Prefabs Admin/Clinic Support | PORTACABINS | Advanced MX Pro 4 | Open | Addressable | ACCESS CONTROL | 2020 | 1 | 8 | 1 | 0 | 4 | 3 | 0 | 2 | 19
Ballymun Campus, Glenamoy | Glenamoy | Morley AX | Open | Addressable | ACCESS CONTROL & DORMA TS73/MAG LOCK | 2012 | 1 | 25 | 3 | 0 | 21 | 4 | 0 | 3 | 57
Ballymun Campus, Glencree | GLENCREE | CTEC | Open | Conventional | ACCESS CONTROL & DORMA TS73 | 2024 | 1 | 11 | 3 | 0 | 3 | 5 | 0 | 3 | 26
Ballymun Campus, Glencorry | GLENCORRY | morley | Open | Addressable | ACCESS CONTROL & DORMA TS73/MAG LOCK | 2024 | 1 | 23 | 3 | 0 | 11 | 5 | 0 | 3 | 46
Ballymun Campus, Glenealy | GLENEALY | Morley | Open | Addressable | ACCESS CONTROL & DORMA TS73/MAG LOCK | 2012 | 1 | 24 | 6 | 0 | 11 | 4 | 0 | 3 | 49
Ballymun Campus, Glenmalure | GLENMALURE | Morley ZX | Open | Addressable | ACCESS CONTROL & DORMA TS73 | 2012 | 1 | 26 | 2 | 0 | 11 | 4 | 0 | 3 | 47
Ballymun Campus, Glenveagh | GLENVEAGH | Advanced MX Pro 4 | Open | Addressable | ACCESS CONTROL & DORMA TS73 | 2021 | 1 | 26 | 4 | 0 | 11 | 6 | 0 | 3 | 51
Ballymun Campus, Glenanaar | GLENANAAR | Morley IAS DX Connexion | Open | Addressable | ACCESS CONTROL/MAG LOCK/DORMA TS 73/MAG LOCK | 2018 | 1 | 22 | 4 | 0 | 20 | 5 | 0 | 3 | 55
Ballymun Campus "Solas" | SOLAS | CTEC CFP | Open | Conventional | ACCESS CONTROL. | Unknown | 1 | 7 | 3 | 0 | 3 | 4 | 0 | 1 | 19
Ballymun Campus, Local Centre | Ballymun Local Centre | CTEC | Open | Conventional | Access control | Panel Change in 2020 | 1 | 11 | 1 | 0 | 4 | 3 | 0 | 2 | 22
Belcamp Campus, ASCU, Coolock Lane D.17 | BELCAMP DAY SERVICE | Advanced | Open | Addressable | ACCESS CONTROL/MAG LOCK/GAS SHUT OFF/MAG LOCK | 2019 | 2 | 27 | 10 | 0 | 12 | 11 | 0 | 4 | 66
Belcamp Campus, Cara Alzheimers, Coolock Lane D.17 | CARA | Advanced MX pro 4 | Open | Addressable | ACCESS CONTROL/MAG LOCK/DORMA TS 73 | Panel Change in 2019 | 1 | 68 | 10 | 0 | 14 | 10 | 0 | 3 | 106
Belcamp Campus, Leisure Centre, Coolock Lane, D 17 | LEISURE CENTRE | Morley IAS DX connexion | Open | Addressable | ACCESS CONTROL/GAS SHUT OFF | 2008 | 1 | 51 | 8 | 0 | 23 | 14 | 0 | 7 | 104
Belcamp Campus, Riverside 1, Coolock Lane, D.17 | RIVERSIDE RES | Advanced MX Pro 4 | Open | Addressable | MAG LOCK | 2024 | 1 | 28 | 4 | 0 | 12 | 7 | 0 | 2 | 54
Belcamp Campus, Riverside 2, Coolock Lane, D.17 | RIVERSIDE DAY | Advanced MX Pro 4 | Open | Addressable | DORMA TS73/MAG LOCK | 2024 | 1 | 25 | 4 | 0 | 11 | 9 | 0 | 2 | 52
Bon Accord LC, 49 Beaumont Ave, Churchtown, | BON ACCORD | CTEC | Open | Conventional | Access Control | 2024 | 1 | 13 | 2 | 0 | 5 | 3 | 0 | 3 | 27
Coolock Campus Enterprise Local Centre | ENTERPRISE | CTEC FP series | Open | Conventional | None | Unknown | 1 | 4 | 1 | 0 | 2 | 3 | 0 | 0 | 11
Coolock Campus H.Q. Adare Green Coolock, D.17 | COOLOCK HQ | Advanced | Open | Addressable | ACCESS CONTROL/MAG LOCK | 2021 | 1 | 78 | 4 | 0 | 8 | 13 | 0 | 3 | 107
Coolock Campus Adare Green LC. Adare Green Coolock, D.17 | ADARE GREEN LC | As part of System Above |  |  |  |  | As part of System Above | [7 empty] | -
Short Term Training Centre, Coolock Campus, Adare Green D17 | STTC | CTEC CFP | Open | Conventional | ACCESS CONTROL | 2016 | 1 | 25 | 3 | 0 | 5 | 4 | 0 | 1 | 39
44 Abbeyfield, Killester, Dublin 5. | ABBEYFIELD | CTEC CFP | Open | Conventional | ACCESS CONTROL & DORMA TS73 | Unknown | 1 | 15 | 1 | 0 | 3 | 3 | 0 | 2 | 25
4 Ailesbury Lawn, Dundrum, Dublin 14. | AILESBURY | Advanced | Open | Conventional | ACCESS CONTROL & DORMA TS73/MAG LOCK | 2021 | 1 | 26 | 5 | 0 | 10 | 8 | 0 | 4 | 54
46 Ardbeg Park, Artane, Dublin 5. | ARDBEG | CTEC | Open | Conventional | DORMA TS73 | Panel Change in 2019 | 1 | 26 | 4 | 0 | 4 | 6 | 0 | 4 | 45
49 Ardmore Crescent, Artane, Dublin 5. | ARDMORE | CTEC CFP | Open | Conventional | DORMA TS73 | Panel change 2019 | 1 | 17 | 3 | 0 | 3 | 4 | 0 | 3 | 31
29 St. Brigid's Road, Artane, Dublin 5. Including Flat | ARTANE | CTEC | Open | Conventional | DORMA TS73 | 2021 | 1 | 21 | 1 | 0 | 4 | 8 | 0 | 4 | 39
Avondale, 20A Pinewood Crescent, Glasnevin, Dublin 11. | AVONDALE | CTEC CFP | Open | Conventional | DORMA TS73 | 2022 | 1 | 12 | 3 | 0 | 3 | 3 | 0 | 3 | 25
Ferndale, 20 Pinewood Crescent, Glasnevin, Dublin 11. | FERNDALE | CTEC CFP | Open | Conventional | DORMA TS73 | 2022 | 1 | 11 | 3 | 0 | 3 | 4 | 0 | 3 | 25
Ballygall Road East, 58 | BALLYGALL | Advanced MX Pro 4 | Open | Addressable | ACCESS CONTROL & DORMA TS73 | 2016 | 1 | 20 | 5 | 0 | 10 | 8 | 0 | 2 | 46
Ballymun Road 83 , Ballymun, Dublin 9. | BMUN RD RES | CTEC | Open | Conventional | DORMA TS73 | 2021 | 1 | 20 | 3 | 0 | 3 | 5 | 0 | 3 | 35
88 Beauvale Park, Artane, Dublin 5. | BEAUVALE | CTEC | Open | Conventional | ACCESS CONTROL & DORMA TS73 | 2021 | 1 | 22 | 2 | 0 | 4 | 3 | 0 | 2 | 34
Beach Lawn, Golf Links Road, Mornington, Co. Meath. | BEACHLAWN | Advanced | Open | Conventional | ACCESS CONTROL & DORMA TS73/MAG LOCK | 2021 | 1 | 22 | 7 | 0 | 11 | 5 | 0 | 3 | 49
Bettystown Avenue 1 , Raheny, Dublin 5. | BETTYSTOWN LOW SUPPORT | EMS Smartcell | Open | Conventional | DORMA TS73 | 2021 | 2 | 9 | 1 | 0 | 2 | 4 | 0 | 1 | 19
Bettystown Avenue 1A , Raheny Dublin 5. | BETTYSTOWN | EMS Smartcell | Open | Conventional | DORMA TS73 | 2021 | 1 | 17 | 1 | 0 | 8 | 6 | 0 | 4 | 37
300 Howth Road, Killester, Dublin 5. | BINN EADIAR | CTEC CFP | Open | Conventional | DORMA TS73 | Unknown | 1 | 14 | 1 | 0 | 4 | 3 | 0 | 2 | 25
Boroimhe Willows 2, Swords, Co. Dublin. | BOROIMHE | CFP704E-4 (CTEC) | Open | Conventional | DORMA TS73 | 2023 | 1 | 12 | 1 | 0 | 4 | 5 | 0 | 2 | 25
103 Boroimhe Alder, Swords, Do Dublin | Boroimhe Alder | Smartcell | Open | Addressable | Dorma TS 73 | 2024 | 1 | 6 | 1 | 0 | 2 | 3 | 0 | 2 | 15
Breaffy House, Strand Road, Portmarnock, Co. Dublin. | BREAFFY | CTEC CFP | Open | Conventional | DORMA TS73/MAG LOCK | 2019 | 1 | 19 | 2 | 0 | 5 | 6 | 0 | 2 | 35
Castle Industries, Unit 36 Malahide Rd Ind Park, Dublin 17. | CASTLE | CTEC FP series | Open | Conventional | 2 ACCESS CONTROL | Unknown | 1 | 19 | 1 | 0 | 6 | 5 | 0 | 1 | 33
Brookwood Rise, 13, Artane, Dublin 5. | CILL CAISCE | CTEC CFP | Open | Conventional | ACCESS CONTROL & DORMA TS73 | 2024 | 1 | 17 | 4 | 0 | 4 | 3 | 0 | 3 | 32
39 Clonliffe Avenue, Dublin 3 | Clonliffe | HKC SW1070 | Open | Conventional | Access control, dorma TS73 | 2017 | 1 | 11 | 1 | 0 | 2 | 0 | 0 | 2 | 17
31 Clune Road, Finglas, Dublin 11. | CLEW BAY | CTEC | Open | Conventional | ACCESS CONTROL & DORMA TS73 | 2021 | 1 | 14 | 1 | 0 | 4 | 5 | 0 | 3 | 28
197 Collins Ave, Whitehall, Dublin 9. | COLLINS AVE | CTEC FP series | Open | Conventional | DORMA TS73 | Unknown | 1 | 13 | 3 | 0 | 3 | 4 | 0 | 3 | 27
160 Collins Park, Santry | Collins Park | EMS Smartcell | Open | Addressable | DORMA TS73 | 2021 | 1 | 11 | 1 | 0 | 5 | 2 | 0 | 1 | 21
Coolfin , Swords Road, Santry, Dublin 9. | COOLFIN | CTEC CFP | Open | Conventional | DORMA TS73 | Unknown | 1 | 15 | 2 | 0 | 4 | 4 | 0 | 3 | 29
Sean Trabh LC Swords Road, Santry, D9. | SEANTRABH | CTEC CFP | Open | Conventional | ACCESS CONTROL/Dorma T73 | 2024 | 1 | 14 | 1 | 0 | 3 | 5 | 0 | 2 | 26
Cromwellsfort Road 107A, APARTMENT, Walkinstown, Dublin 12 | 107 CROM APT | Morley | Open | Addressable | WIRED CLOSERS | 2008 | 1 | 10 | 4 | 0 | 5 | 3 | 0 | 3 | 26
Cromwellsfort Road 107B, RESIDENTIAL, Walkinstown, Dublin 12 | CROM RES LOW SUPPORT | Morley | Open | Addressable | GAS SHUT OFF/WIRED CLOSERS | 2008 | 1 | 21 | 8 | 0 | 8 | 6 | 0 | 3 | 47
107C Cromwellsfort Road, Bedsit, Walkinstown, Dublin 12 | 107 CROM BEDSIT | AS PART OF SYSTEM ABOVE | Open | Addressable |  | 2008 | As part of System Above | [7 empty] | -
Cromwellsfort Road 107 LOCAL CENTRE, Walkinstown, Dublin 12 | 107 CROM LC | CTEC | Open | Addressable | ACCESS CONTROL | Panel change in 2022/2008 | 1 | 15 | 2 | 0 | 7 | 6 | 0 | 2 | 33
Cromwellsfort LC,18 Cromwellsfort Road,Walkinstown,D12 | 18 CROM LC | CTEC CFP | Open | Conventional | ACCESS CONTROL/PANEL LINK | Unknown | 1 | 10 | 1 | 0 | 4 | 3 | 0 | 1 | 20
Cromwellsfort Road 18 (Flat), Walkinstown, D12. | 18 CROM FLAT | CTEC FP series | Open | Conventional | ACCESS CONTROL SIDE GATE | 2022 | 1 | 8 | 1 | 0 | 2 | 2 | 0 | 1 | 15
2 Del Val Avenue, Sutton, Dublin 13. | DEL VAL | CTEC CFP | Open | Conventional | ACCESS CONTROL/WIRED DOOR CLOSERS | Unknown | 1 | 12 | 3 | 0 | 3 | 4 | 0 | 3 | 26
Donabate RESID., Portrane Road, Donabate, Co. Dublin. | DONABATE RES | Advanced MX pro 4 | Open | Addressable | ACCESS CONTROL/DORMA TS73/MAG LOCK | 2024 | 1 | 22 | 2 | 0 | 10 | 6 | 0 | 3 | 44
Donabate RESPITE 1, Portrane Road, Donabate, Co. Dublin | DONABATE RESPITE | Advanced MX pro 4 | Open | Addressable | ACCESS CONTROL/DORMA TS73/MAG LOCK | 2024 | 1 | 25 | 2 | 0 | 12 | 7 | 0 | 3 | 50
Donabate RESPITE 2, Portrane Road, Donabate | DONABATE RESPITE 2 | Advanced | Open | Addressable | ACCESS CONTROL/DORMA TS73/MAG LOCK | 2024 | 1 | 27 | 4 | 0 | 13 | 7 | 0 | 3 | 55
61 Dublin Rd | ABHAINN SWORDS | CTEC | Open | Conventional | Dorma Ts73 | 2023 | 1 | 7 | 1 | 0 | 3 | 5 | 0 | 2 | 19
59 Dublin Rd | DUBLIN RD LC | CTEC | Open | Conventional | Dorma TS73 | 2023 | 1 | 15 | 1 | 0 | 3 | 2 | 0 | 2 | 24
31 Dublin Road, Swords, Co Dublin | EITHNE | CTEC | Open | Conventional | None | Unknown | 1 | 7 | 1 | 0 | 3 | 2 | 0 | 1 | 15
Elmwood Park 36 , Swords, Co Dublin | ELMWOOD | Advanced MX pro 4 | Open | Addressable | ACCESS CONTROL/DORMA TS73 | Panel Change in 2019 | 1 | 18 | 7 | 0 | 8 | 6 | 0 | 3 | 43
23 Malahide Road, Fairview, Dublin 3. | FAIRVIEW | CTEC FP series | Open | Conventional | ACCESS CONTROL/DORMA TS73/MAG LOCK | 2021 | 1 | 17 | 2 | 0 | 4 | 4 | 0 | 3 | 31
13 Fox's Lane, Raheny, Dublin 5. | FOXS LANE | CTEC CFP | Open | Conventional | ACCESS CONTROL/DORMA TS73/MAG LOCK | Unknown | 1 | 14 | 2 | 0 | 4 | 4 | 0 | 3 | 28
Railway Avenue, Sutton, Dublin 13. | GARVAGH | CTEC CFP Economy | Open | Conventional | ACCESS CONTROL AND DORMA TS73 | 2025 | 1 | 16 | 2 | 0 | 5 | 4 | 0 | 3 | 31
16 Glendoher Road, Rathfarnham, Dublin 16. | GLENDOHER | CTEC FP series | Open | Conventional | ACCESS CONTROL AND DORMA TS73 | Unknown | 1 | 15 | 4 | 0 | 4 | 5 | 0 | 3 | 32
Grangemore Rise 29 (Rear of 16 Grangemore Park) | GRANGEMORE RES | CFP704E-4 (CTEC) | Open | Conventional | ACCESS CONTROL AND DORMA TS73 | 2021 | 1 | 17 | 3 | 0 | 4 | 6 | 0 | 3 | 34
Apartment to rear of Grangemore Rise 29 | GRANGEMORE FLAT | CTEC | Open | Conventional | DORMA TS73 AND PANELS LINKED | Unknown | 1 | 9 | 2 | 0 | 2 | 2 | 0 | 2 | 18
Grangemore LC,15/16 Grangemore Park, Donaghmede | GRANGEMORE LC | CTEC FP series | Open | Conventional | Access control | Unknown | 1 | 10 | 2 | 0 | 6 | 4 | 0 | 2 | 25
103 Grattan Lodge, Hole in the Wall Road, Donaghemede, Dublin 13. | GRATTON LODGE | Morley IAS DX connexion | Open | Addressable | DORMA TS73 | 2008 | 1 | 22 | 7 | 0 | 11 | 3 | 0 | 2 | 46
Goatstown H.Q. Willowfield Park, Goatstown, D.14 | GOATSTOWN HQ | Advanced MX pro 4 | Open | Addressable | LIFT/GAS SUPPRESSION/ACCESS CONTROL/MAG LOCK | Panel Change in 2019 | 1 | 88 | 3 | 0 | 15 | 15 | 0 | 2 | 124
Goatstown Prefabs, Willowfield Park, Goatstown, D.14 | GOATSTOWN PORTACABIN | AS PART OF SYSTEM ABOVE | [12 empty] | -
Goatstown LTTC, Willowfield Park, Goatstown, D.14 | LTTC | CTEC CFP | Open | Conventional | None | Unknown | 1 | 19 | 1 | 0 | 4 | 7 | 0 | 1 | 33
"TheHub" TURAS Grosvenor Road 17, Rathmines, D6 | TURAS | CTEC FP series | Open | Conventional | ACCESS CONTROL | Unknown | 1 | 20 | 1 | 0 | 10 | 11 | 0 | 3 | 46
Prefabs on Grosvenor Road site | PORTACABINS | AS PART OF SYSTEM ABOVE |  |  | ACCESS CONTROL | AS PART OF SYSTEM ABOVE | [8 empty] | -
Grove Road,11 Grove Road, Finglas, D11. | GROVE LC | Morley IAS DX connexion | Open | Addressable | ACCESS CONTROL/MAG LOCK | Unknown | 1 | 17 | 3 | 0 | 10 | 7 | 0 | 3 | 41
15 Pinewood Drive, Glasnevin, Dublin 11. | HAZELWOOD | CTEC CFP | Open | Conventional | DORMA TS73/MAG LOCK | Panel Change in 2019 | 1 | 15 | 3 | 0 | 4 | 3 | 0 | 3 | 29
Iosagain, Greendale Rd, Kilbarrack, D5 | IOSAGAIN | CTEC | Open | Conventional | ACCESS CONTROL/LINK WITH CRECHE ADJ | Unknown | 1 | 8 | 1 | 0 | 4 | 3 | 0 | 2 | 19
Johnsons Hall | Johnsons Hall | CTEC | Open | Conventional | ACCESS CONTROL | 2020 | 1 | 7 | 1 | 0 | 4 | 2 | 0 | 1 | 16
30 Kilbarrack Road, Kilbarrack, Dublin 5. | KILBARRICK RES | CTEC | Open | Conventional | DORMA TS73/MAG LOCK | 2023 | 1 | 19 | 4 | 0 | 4 | 5 | 0 | 2 | 35
Kilbarrack LC,27 Kilbarrack Road, Kilbarrack, D5. | KILBARRICK LC | CTEC | Open | Conventional |  | Panel Change in 2019 | 1 | 7 | 1 | 1 | 5 | 4 | 0 | 1 | 20
Flat adj |  | Sensotec 9000 series | Open | Conventional |  | Unknown | 1 | 1 | 0 | 0 | 1 | 1 | 0 | 1 | 5
16 Kilfenora Drive, Donaghmede, Dublin 13. | KILFENORA | Advanced | Open | Conventional | DORMA TS73/MAG LOCK | Unknown | 1 | 20 | 4 | 0 | 4 | 4 | 0 | 2 | 35
Flat adj | KILFENORA FLAT | Part of System Above | Open | Conventional | DORMA TS73 |  | - | 2 | 2 | 0 | 2 | 2 | 0 | 1 | 9
Kilmore Road LC,132 Kilmore Road, Artane, D5. | KILMORE | CTEC | Open | Conventional | ACCESS CONTROL | 2021 | 1 | 12 | 1 | 0 | 3 | 3 | 0 | 1 | 21
Kennington, 54 Kennington Road, Templeogue, Dublin 6. | KENNINGTON | CTEC FP series | Open | Conventional | DORMA TS73 | Unknown | 1 | 14 | 2 | 0 | 4 | 4 | 0 | 2 | 27
356 Howth Road, Killester, Dublin 5. | LA VERNA | CTEC | Open | Conventional | DORMA TS73 | Unknown | 1 | 19 | 2 | 0 | 7 | 6 | 0 | 1 | 36
356 Howth Road Killester, Dublin 5 | RAHENY HUB | Part of System Above | Open | Conventional | ACCESS CONTROL |  | - | 6 | 2 | 0 | 2 | 3 | 0 | 1 | 14
89D Lagan Road, Glasnevin, Dublin 11 | TECHNICAL SERVICES | CTEC FP series | Open | Conventional | ACCESS CONTROL | Unknown | 1 | 14 | 1 | 0 | 3 | 5 | 0 | 1 | 25
Landscape Park 45, Churchtown, Dublin 14. | LANDSCAPE PARK | Morley IAS DX connexion | Open | Addressable | DORMA TS73 | 2012 | 1 | 21 | 1 | 0 | 9 | 3 | 0 | 2 | 37
73 Grange Road, Donaghmede, Dublin13 | LAR FOLEY | MX-4100 ADVANCED | Open | Addressable | ACCESS CONTROL AND WIRED IN DOOR CLOSERS | Unknown | 2 | 32 | 4 | 0 | 15 | 7 | 0 | 4 | 64
Le Cheile Lagan Rd 94A , Dublin Ind Estate,Glasnevin | LE CHEILE | MX-4100 ADVANCED | Open | Addressable | ACCESS CONTROL | Unknown | 1 | 30 | 4 | 0 | 14 | 7 | 0 | 2 | 58
Unit 94A Lagan Rd, Dublin Rd, Ind Estate | 94A FRONT | CTEC | Open | Conventional | ACCESS CONTROL | Unknown | 1 | 4 | 1 | 0 | 2 | 2 | 0 | 2 | 12
The Mews LC, 104A Leinster Rd, Rathmines, D6. | LEINSTER RD | CTEC FP series | Open | Conventional | ACCESS CONTROL | Unknown | 1 | 11 | 2 | 0 | 3 | 3 | 0 | 1 | 21
Longlands 20 , Swords, Co. Dublin. | LONGLANDS | CTEC FP series | Open | Conventional | DORMA TS73 | 2024 | 1 | 21 | 1 | 0 | 4 | 8 | 0 | 3 | 38
Lorcan Avenue, 133 Lorcan Avenue, Santry, Dublin 9. | LORCAN AVE | CTEC | Open | Conventional | ACCESS CONTROL AND DORMA TS 73/MAG LOCK | Panel Change in 2019 | 1 | 17 | 2 | 0 | 4 | 3 | 0 | 3 | 30
Lorrequer House -The Bungalow, Drummartin Terrace , Goatstown, Dublin 14 | Lorrequer House | Advanced MX pro 4 | Open | Addressable | Access control, dorma TS73/Mag locks | 2019 | 1 | 30 | 4 | 0 | 14 | 3 | 0 | 3 | 55
Marley Court, 84 Marley Court, Rathfarnham, Dublin 14. | MARLEY | CTEC | Open | Conventional | ACCESS CONTROL AND DORMA TS73 | 2021 | 1 | 19 | 4 | 0 | 5 | 7 | 0 | 3 | 39
Mask Road, 2 Grace Court, Coolock, D5. | MASK RD | Zorton | Open | Conventional | ACCESS CONTROL | Unknown | 1 | 13 | 1 | 0 | 4 | 7 | 0 | 2 | 28
Mellowes Road 31 , Finglas, D11. | MELLOWES | CTEC | Open | Conventional | None | 2024 | 1 | 7 | 1 | 0 | 3 | 3 | 0 | 0 | 15
Middle Third 10 , Killester, Dublin 5. | MIDDLETHIRD LOW SUPPORT | CTEC CFP | Open | Conventional | Dorma TS73 | Unknown | 1 | 9 | 2 | 0 | 2 | 2 | 0 | 1 | 17
Middle Third 10a (rear of 10 Middle Third)Killester, D5. | 10A MIDDLETHIRD | CTEC | Open | Conventional | ACCESS CONTROL AND DORMA TS73/MAG LOCK | 2021 | 1 | 25 | 3 | 0 | 4 | 5 | 0 | 3 | 41
Abhainn Glanevin, Unit 22 Moyle Rd, Ind Estates, D11 | Abhainn Glasnevin | CTEC | Open | Conventional | Access control | 2023 | 1 | 11 | 0 | 1 | 3 | 9 | 0 | 2 | 27
Moyle Indust., Unit 22 Moyle Rd, DInd.Est.,Glasnevin, D11. | MOYLE RD | CTEC FP series | Open | Conventional | ACCESS CONTROL | Unknown | 1 | 14 | 4 | 0 | 3 | 5 | 0 | 2 | 29
New Cabra Road 75 , Phibsboro, Dublin 7. | NEW CABRA RD | CTEC CFP | Open | Conventional | DORMA TS73 | Unknown | 1 | 16 | 1 | 0 | 5 | 5 | 0 | 2 | 30
108 Newbrook Avenue, Donaghmede, Dublin 13. | NEWBROOK | CTEC | Open | Conventional | ACCESS CONTROL AND DORMA TS73/GAS SUPPRESSION | 2021 | 1 | 15 | 4 | 0 | 4 | 6 | 0 | 3 | 33
Northbrook Industries, Unit 1A, IDA Ind Est, Santry, Dublin 9. | NORTHBROOK | CTEC | Open | Conventional | ACCESS CONTROL | Unknown | 1 | 22 | 2 | 0 | 6 | 5 | 0 | 2 | 38
Oaklands LC, 30 Oaklands Ave, Swords, Co Dublin | OAKLANDS | CTEC | Open | Conventional | Access control | Unknown | 1 | 7 | 1 | 0 | 4 | 2 | 0 | 2 | 17
Omni Training Centre, Unit 304, Second Floor, Omni Park, Santry, Dublin 9 | OMNI | Morley | Open | Addressable | ACCESS CONTROL/MAG LOCK | 2022 | 1 | 22 | 4 | 0 | 10 | 2 | 0 | 2 | 41
Ophaly Lodge LC, Rosemount Estate, Dundrum, D14. | OPHALY LODGE | CTEC | Open | Conventional | DORMA TS73 | Unknown | 1 | 11 | 1 | 0 | 4 | 3 | 0 | 2 | 22
Raheny Road LC, Knocknaree, 87 Raheny Road, Raheny, D5. | RAHENY RD LC | Junio | Open | Conventional | ACCESS CONTROL | Unknown | 1 | 7 | 2 | 0 | 3 | 2 | 0 | 0 | 15
Rathbeale Road 49 , Swords, Co. Dublin. | RATHBEALE | CTEC | Open | Conventional | DORMA TS73 | Panel Change in 2019 | 1 | 15 | 1 | 0 | 4 | 3 | 0 | 2 | 26
22 St. Margaret's Ave, Raheny, Dublin 5. | RATHEANNA | ESP Fireline 2 zone panel | Open | Conventional | DORMA TS73 | Unknown | 1 | 12 | 3 | 0 | 4 | 6 | 0 | 2 | 28
Oscar Traynor Rd, Coolock | ROSETREE | CTEC | Open | Addressable | ACCESS CONTROL AND DORMA TS73/MAG LOCK | 2011 | 1 | 22 | 5 | 0 | 9 | 6 | 0 | 3 | 46
Royal Oak,5 The Avenue, Royal Oak, Santry, Dublin 9. | ROYAL OAK | CTEC CFP | Open | Conventional | DORMA TS73 | Unknown | 1 | 8 | 4 | 0 | 3 | 3 | 0 | 2 | 21
Royal Oak, 7 The Avenue, Royal Oak, Santry, Dublin 9. | ROYAL OAK | CTEC CFP | Open | Conventional | DORMA TS73 | Unknown | 1 | 8 | 4 | 0 | 3 | 3 | 0 | 2 | 21
Sa Bhaile, The Bungalow, Grangepark Grove, Raheny, D 5. | SA BHAILE | CTEC CFP | Open | Conventional | DORMA TS73/MAG LOCK | 2022 | 1 | 19 | 1 | 0 | 3 | 3 | 0 | 2 | 29
Raheny ADC, Grange Park Grove, Raheny, Dublin 5. | RAHENY ADC | CTEC | Open | Conventional | NONE | Unknown | 1 | 14 | 1 | 0 | 5 | 5 | 0 | 0 | 26
Rossmore, 26 Rossmore Crescent, Templeogue, Dublin 6. | ROSSMORE | CFP704E-4 (CTEC) | Open | Conventional | DORMA TS73 | Unknown | 1 | 18 | 1 | 0 | 3 | 3 | 0 | 2 | 28
Sallowood View 40, Ballymun, Dublin 9 | SALLOWOOD | Advanced MX Pro 4 | Open | Addressable | DORMA TS73/MAG LOCK | Unknown | 1 | 23 | 3 | 0 | 10 | 6 | 0 | 3 | 46
Sallowood View 40A, Ballymun, Dublin 9 | SALLOWOOD LOW SUPPORT APT | Part of System Above | Open | Addressable | None | Unknown | - | 8 | 1 | 0 | 5 | 2 | 0 | 1 | 17
Sallowood View 40B, Ballymun, Dublin 9 | SALLOWOOD LOW SUPPORT APT | Part of System Above |  |  | None | Unknown | Part of System Above | [7 empty] | -
Santry Hall TC, Unit 10A Santry Hall Ind Est, Santry, D9. | SANTRY HALL | CTEC FP series | Open | Conventional | ACCESS CONTROL | Unknown | 1 | 23 | 1 | 0 | 6 | 5 | 0 | 2 | 38
7 Sarto Rise, Bayside, Sutton, Dublin 13. | SARTO RISE | CTEC CFP | Open | Conventional | DORMA TS73 | Unknown | 1 | 10 | 4 | 0 | 5 | 4 | 0 | 1 | 25
47 St. Brendan's Ave , Coolock | SEANNA CILL | Advanced MX Pro 4 | Open | Addressable | ACCESS CONTROL AND DORMA TS73/MAG LOCK | Unknown | 1 | 21 | 4 | 0 | 6 | 6 | 0 | 3 | 41
275 Swords Rd, Santry, Dublin 9. | SHANOWEN | CTEC CFP Economy | Open | Conventional | DORMA TS73 | Unknown | 1 | 14 | 1 | 0 | 3 | 2 | 0 | 2 | 23
39 Shanvarna Rd, Santry, Dublin 9 | Shanvarna | Advanced | Open | Addressable | DORMA TS73 | 2020 | 1 | 11 | 2 | 0 | 5 | 5 | 0 | 1 | 25
St. Canice's Road 30 , Glasnevin, Dublin 11. | 30 CANICES RD | CTEC CFP Economy | Open | Conventional | ACCESS CONTROL AND DORMA TS73 | 2020 | 1 | 17 | 2 | 0 | 4 | 7 | 0 | 2 | 33
St. Canice's Road 63 , Glasnevin, Dublin 11. | 63 CANICES RD | CTEC FP series | Open | Conventional | DORMA TS73 | Unknown | 1 | 13 | 1 | 0 | 3 | 5 | 0 | 2 | 25
St Olaves, Unit 19 Kinsealy, Co Dublin | St Olaves | CTEC | Open | Conventional | ACCESS CONTROL | 2020 | 1 | 3 | 1 | 0 | 2 | 1 | 0 | 1 | 9
St Olaves, Unit 20, Kinsealy, Co. Dublin | St Olaves | CTEC | Open | Conventional | Access control | 2024 | 1 | 4 | 0 | 0 | 1 | 1 | 0 | 1 | 8
The Beeches, Beech House, Donaghmede, Dublin 13. | THE BEECHES | MX-4100 ADVANCED | Open | Addressable | DORMA TS73/MAG LOCK | 2016 | 1 | 34 | 1 | 0 | 10 | 5 | 0 | 3 | 54
Starbrook - on site of Gros School Leopardstown | STARBROOK | JSB | Open | Conventional | ACCESS CONTROL | Unknown | 1 | 13 | 1 | 0 | 4 | 7 | 0 | 1 | 27
Templeogue, Templeogue, Dublin 6 | TEMPLEOGUE | CTEC | Open | Conventional | ACCESS CONTROL/WIRED DOOR CLOSERS/secondary panel link | Unknown | 1 | 27 | 5 | 0 | 8 | 6 | 0 | 3 | 50
| ROGHA | Advanced MX pro 4 | Open | Addressable | PANEL LINK/ACCESS CONTROL | 2024 | 1 | 13 | 1 | 0 | 9 | 6 | 0 | 2 | 32
The Laurels, Rear Raheny SNS, Raheny Road, D5. | LAURELS | CTEC CFP | Open | Conventional | DORMA TS73 | Unknown | 1 | 15 | 3 | 0 | 4 | 4 | 0 | 2 | 29
The Maples, Rear Raheny SNS, Raheny Road, D5. | MAPLES | CTEC FP series | Open | Conventional | DORMA TS73 | 2021 | 1 | 24 | 5 | 0 | 4 | 5 | 0 | 2 | 41
The Pines, 36 Taney Rise, Dundrum, Dublin 14. | THE PINES | CTEC FP series | Open | Conventional | ACCESS CONTROL AND DORMA TS73 | 2019 PANEL CHANGE | 1 | 15 | 1 | 0 | 5 | 3 | 0 | 2 | 27
The Willows (Flat), Rathbeale Rd, Swords, Co. Dublin | THE WILLOWS FLAT | CTEC | Open | Addressable | ACCESS CONTROL/PANEL LINK AND DORMA TS73 | PANEL 2022 | 1 | 8 | 2 | 0 | 4 | 3 | 0 | 3 | 21
The Willows, Rathbeale Rd, Swords, Co. Dublin | THE WILLOWS | CTEC | Open | Addressable | ACCESS CONTROL AND DORMA TS73 | Panel change in 2022 | 1 | 19 | 3 | 0 | 10 | 4 | 0 | 3 | 40
Unit 1E, nutgrove Business Park, Rathfarnham, Dublin 16 | Saoirse Hub | CTEC | Open | Conventional | Access control, smoke vent | 2021 | 1 | 18 | 2 | 0 | 4 | 4 | 0 | 1 | 30
Unit 6F, nutgrove Business Park, Rathfarnham, Dublin 16 | Starbrook Outreach | CTEC | Open | Conventional | Access control, smoke vent | 2018 | 1 | 10 | 1 | 0 | 2 | 3 | 0 | 2 | 19
Warrenhouse Resid., 21 Warrenhouse Rd, Baldoyle, D13 | WARRENHOUSE RES | CTEC FP series | Open | Conventional | DORMA TS73 | PANEL 2022 | 1 | 14 | 2 | 0 | 4 | 3 | 0 | 2 | 26
Warrenhouse LC, 4 Warrenhouse Road, Baldoyle, D13 | WARRENHOUSE LC | CTEC | Open | Conventional | 1 ACCESS CONTROL | 2021 | 1 | 18 | 1 | 0 | 4 | 4 | 0 | 1 | 29
Warrenhouse Road 4a | WARRENHOUSE LOW SUPPORT | CTEC CFP | Open | Conventional | DORMA TS73 | Unknown | 1 | 3 | 1 | 0 | 1 | 2 | 0 | 1 | 9
Warrenhouse Road 4b | WARRENHOUSE LOW SUPPORT | CTEC CFP | Open | Conventional | DORMA TS73 | Unknown | 1 | 3 | 1 | 0 | 1 | 2 | 0 | 1 | 9
Watters Lane, (Parkview House) Commons Road, Navan, Co. Meath | WATERS LANE/PARKVIEW | Advanced MX Pro 4 | Open | Addressable | ACCESS CONTROL AND DORMA TS73 | Unknown | 1 | 17 | 2 | 0 | 8 | 3 | 0 | 3 | 34
29 Whitehall Rd, Churchtown, Dublin 14. | WHITEHALL | CTEC | Open | Conventional | DORMA TS73/MAG LOCK | Unknown | 1 | 21 | 1 | 0 | 5 | 3 | 0 | 3 | 34
15, Willowfield Park, Goatstown, Dublin 14 | WILLOWGLADE | Advanced | Open | Conventional | DORMA TS73/MAG LOCK | 2021 | 1 | 29 | 3 | 0 | 6 | 10 | 0 | 2 | 51
Willowpark, 28 Willowpark Cres., Glasnevin, D11. | WILLOWPARK | CTEC | Open | Conventional | DORMA TS73/MAG LOCK | 2024 | 1 | 17 | 1 | 0 | 5 | 6 | 0 | 2 | 32
Woodview, Swords Road, Santry, Dublin 9. | WOODVIEW | CTEC | Open | Conventional | ACCESS CONTROL/DORMA TS73 | 2021 | 1 | 20 | 1 | 0 | 8 | 7 | 0 | 2 | 39
[7 empty] | ESTIMATED TOTAL DEVICES | [7 empty] | 5463
[13 empty] | System Protocol: |  | # Devices
[13 empty] | Open Addressable |  | 2325
[13 empty] | Open Conventional |  | 2652
[13 empty] | Total Devices |  | 4977
Indicative Estimated Number of Device Types
[13 empty] | Fire Panels |  | 156
[13 empty] | Smoke Detectors |  | 2954
[13 empty] | Heat Detectors |  | 385
[13 empty] | Beam Detectors |  | 3
[13 empty] | Audio Visual |  | 875
[13 empty] | BGUs |  | 745
[13 empty] | I/O Units |  | 345
All Quantities presented in this sheet are estimated quantities and are as accurate as is possible for SMH to provide at this time. Likewise, all System Details and Asset Information are indicative and are as accurate as SMH can provide currently.
System Details, Asset Information and Device Quantities will be validated and subject to re-measure as part of the Initial Full Detailed Systems Survey and Report or as part of initial routine maintenance by the successful tenderer.

## Emer Light Assets
Indicative Emergency Lighting Asset Details | [7 empty] | ***ESTIMATED*** Indicative Quantity of Devices to be Maintained • Emergency Exit Lights • Emergency Luminaire • Downlighter Units • LED Bulkhead Units .
LOCATION DETAILS |  | EL SYSTEM (INDICATIVE) |  | Estimated Number of Devices
Address of location where building(s) are located | Building Name | Self Contained System | Year of Installation(s) / System(s) Age | Number of Emergency Exit Lights (Backup Lighting) | Number of Emergency Luminaire (Open Area Illumination) | Number of Downlighter Units | Number of LED Bulkhead Units
Baldoyle Campus, College Street Baldoyle. (Addressable system in Residential) | Baldoyle Day/Residential | P | 2010-2022 | 23 | 0 | 12 | 27 | 62
Baldoyle Campus, College Street Baldoyle. School Prefabs | Baldoyle School | P | 2010-2022 | 12 | 0 | 0 | 8 | 20
Baldoyle Campus, College Street Baldoyle. Old School House (Chanel) | Chanel | P | 2010-2022 | 9 | 0 | 0 | 5 | 14
Ballymun Campus H.Q. Main Building | Ballymun HQ | P | 2010-2022 | 27 | - | 35 | 9 | 71
Ballymun Campus Prefabs Admin/Clinic Support | Ballymun prefabs | P | 2010-2022 | 5 | 3 | - | 5 | 13
Ballymun Campus, Glenamoy | Glenamoy | P | 2010-2022 | 5 | 0 | 0 | 7 | 12
Ballymun Campus, Glencree. | Glencree | P | 2010-2022 | 5 | 0 | 0 | 3 | 8
Ballymun Campus, Glencorry. | Glencorry | P | 2010-2022 | 7 | 0 | 0 | 13 | 20
Ballymun Campus, Glenealy. | Glenealy | P | 2010-2022 | 21 | 0 | 0 | 1 | 22
Ballymun Campus, Glenmalure | Glenmalure | P | 2010-2022 | 12 | 0 | 0 | 2 | 14
Ballymun Campus, Glenveagh | Glenveagh | P | 2010-2022 | 9 | 0 | 0 | 3 | 12
Ballymun Campus, Glenanaar | Glenanaar | P | 2010-2022 | 7 | 0 | 0 | 6 | 13
Ballymun Campus "Solas" | Solas | P | 2010-2022 | 4 | 0 | 0 | 0 | 4
Ballymun Campus, Local Centre | Bmun LC | P | 2010-2022 | 4 | 0 | 0 | 0 | 4
Belcamp Campus, ASCU, Coolock Lane D.17 | Belcamp | P | 2010-2022 | 21 | 0 | 0 | 5 | 26
Belcamp Campus, Cara Alzheimers, Coolock Lane D.17 | Cara | P | 2010-2022 | 25 | 0 | 18 | 0 | 43
Belcamp Campus, Leisure Centre, Coolock Lane, D 17 | Leisure Centre | P | 2010-2022 | 68 | 0 | 13 | 1 | 82
Belcamp Campus, Riverside Resid, Coolock Lane, D.17 | Riverside day | P | 2010-2022 | 13 | 0 | 0 | 5 | 18
Belcamp Campus, Riverside Day Centre, Coolock Lane, D.17 | Rvierside res | P | 2010-2022 | 14 | 0 | 0 | 2 | 16
Bon Accord LC, 49 Beaumont Ave, Churchtown | Bon Accord | P | 2010-2022 | 4 | 0 | 0 | 16 | 20
Coolock Campus Enterprise Local Centre | Entrprise LC | P | 2023 | 3 | 0 | 6 | 4 | 13
Coolock Campus H.Q. Adare Green Coolock, D.17 | Coolock HQ | P | 2010-2022 | 37 | 0 | 0 | 0 | 37
Coolock Campus Adare Green LC. Adare Green Coolock, D.17 | Adare green LC | P | 2010-2022 | 4 | 0 | 0 | 0 | 4
Short Term Training Centre, Coolock campus, Adare Green D17 | STTC | P | 2010-2022 | 4 | 0 | 0 | 0 | 4
44 Abbeyfield, Killester, Dublin 5. | Abbeyfield | P | 2010-2022 | 4 | 0 | 0 | 3 | 7
4 Ailesbury Lawn, Dundrum, Dublin 14. | Ailesbury respite | P | 2010-2022 | 9 | 0 | 0 | 4 | 13
46 Ardbeg Park, Artane, Dublin 5. | Ardbeg | P | 2010-2022 | 12 | 0 | 0 | 3 | 15
49 Ardmore Crescent, Artane, Dublin 5. | Ardmore | P | 2010-2022 | 2 | 0 | 0 | 3 | 5
29 St. Brigid's Road, Artane, Dublin 5. Including Flat | Artane | P | 2010-2022 | 11 | 0 | 0 | 3 | 14
Avondale, 20A Pinewood Crescent, Glasnevin, Dublin 11. | Avondale | P | 2010-2022 | 5 | 0 | 0 | 2 | 7
Ferndale, 20 Pinewood Crescent, Glasnevin, Dublin 11. | Ferndale | P | 2010-2022 | 6 | 0 | 0 | 3 | 9
Ballygall Road East, 58 | Ballygall | P | 2010-2022 | 12 | 0 | 0 | 0 | 12
Ballymun Road 83 , Ballymun, Dublin 9. | 83 Bmun rd | P | 2010-2022 | 11 | 0 | 0 | 2 | 13
88 Beauvale Park, Artane, Dublin 5. | Beauvale | P | 2010-2022 | 8 | 0 | 0 | 1 | 9
Beach Lawn, Golf Links Road, Mornington, Co. Meath. | Beachlawn Holiday home | P | 2010-2022 | 15 | 0 | 0 | 6 | 21
Bettystown Avenue 1 , Raheny, Dublin 5. | Bettystown (low support) | P | 2010-2022 | 4 | 0 | 0 | 2 | 6
Bettystown Avenue 1A , Raheny Dublin 5. | 1A Bettystown | P | 2010-2022 | 7 | 0 | 0 | 5 | 12
300 Howth Road, Killester, Dublin 5. | Binn Eadair | P | 2010-2022 | 5 | 0 | 0 | 3 | 8
Boroimhe Willows 2, Swords, Co. Dublin. | Boroimhe | P | 2010-2022 | 2 | 0 | 0 | 2 | 4
Boroimhe Alder, 103, Swords, Co Dublin | Boroimhe Alder | P | 2024 | 2 | 0 | 4 | 0 | 6
Breaffy House, Strand Road, Portmarnock, Co. Dublin. | Breaffy House | P | 2010-2022 | 4 | 0 | 0 | 5 | 9
Castle Industries, Unit 36 Malahide Rd Ind Park, Dublin 17. | Castle | P | 2010-2022 | 14 | 0 | 0 | 5 | 19
Brookwood Rise, 13, Artane, Dublin 5. | Cill Caisce | P | 2010-2022 | 5 | 0 | 0 | 3 | 8
31 Clune Road, Finglas, Dublin 11. | Clew Bay | P | 2010-2022 | 5 | 0 | 0 | 3 | 8
197 Collins Ave, Whitehall, Dublin 9. | Collins ave | P | 2010-2022 | 1 | 0 | 0 | 1 | 2
160 Collins Park, Santry | Collins Park | P | 2010-2022 | 6 | 0 | 0 | 1 | 7
Coolfin , Swords Road, Santry, Dublin 9. | Coolfin | P | 2010-2022 | 5 | 0 | 0 | 2 | 7
Sean Trabh LC Swords Road, Santry, D9. | Seantrabh | P | 2010-2022 | 4 | 0 | 0 | 0 | 4
Cromwellsfort Road 107A, APARTMENT, Walkinstown, Dublin 12 | 107A Apt | P | 2010-2022 | 10 | 0 | 0 | 2 | 12
Cromwellsfort Road 107B, RESIDENTIAL, Walkinstown, Dublin 12 | 107 Crom low support | P | 2010-2022 | 12 | 0 | 0 | 3 | 15
107C Cromwellsfort Road, bedsit, Walkinstown, Dublin 12 | 107 Crom low support | P | 2010-2022 | 2 | 0 | 0 | 0 | 2
Cromwellsfort Road 107 LOCAL CENTRE, Walkinstown, Dublin 12 | 107 Crom LC | P | 2010-2022 | 12 | 0 | 0 | 1 | 13
Cromwellsfort LC,18 Cromwellsfort Road,Walkinstown,D12 | 18 Crom LC | P | 2010-2022 | 4 | 0 | 0 | 1 | 5
Cromwellsfort Road 18 (Flat), Walkinstown, D12. | 18 Crom Flat | P | 2010-2022 | 0 | 0 | 0 | 2 | 2
2 Del Val Avenue, Sutton, Dublin 13. | Del Val | P | 2010-2022 | 3 | 0 | 0 | 6 | 9
Donabate RESID., Portrane Road, Donabate, Co. Dublin. | Donabate Res | P | 2010-2022 | 15 | 0 | 0 | 5 | 20
Donabate RESPITE 1, Portrane Road, Donabate, Co. Dublin | D1 | P | 2010-2022 | 18 | 0 | 0 | 5 | 23
Donabate RESPITE 2, Portrane Road, Donabate | D2 | P | 2010-2022 | 13 | 0 | 1 | 7 | 21
61 Dublin Rd | 61 Dublin Rd | P | 2010-2022 | 2 | 0 | 1 | 1 | 4
59 Dublin Rd | 59 Dublin rd | P | 2010-2022 | 3 | 0 | 0 | 0 | 3
31 Dublin Road, Swords, Co Dublin | 31 Dublin Rd | P | 2023 | 2 | 0 | 6 | 2 | 10
Elmwood Park 36 , Swords, Co Dublin | Elmwood | P | 2010-2022 | 12 | 0 | 2 | 5 | 19
23 Malahide Road, Fairview, Dublin 3. | Fairview | P | 2010-2022 | 3 | 0 | 0 | 3 | 6
13 Fox's Lane, Raheny, Dublin 5. | Foxs Lane | P | 2010-2022 | 5 | 0 | 1 | 2 | 8
Railway Avenue, Sutton, Dublin 13. | Garvagh | P | 2010-2022 | 12 | 0 | 0 | 4 | 16
16 Glendoher Road, Rathfarnham, Dublin 16. | Glendoher | P | 2010-2022 | 9 | 0 | 0 | 2 | 11
Grangemore Rise 29 (Rear of 16 Grangemore Park) | Grangemore Res | P | 2010-2022 | 15 | 0 | 0 | 3 | 18
Grangemore Flat | Grangemore Flat | P | 2010-2022 | 2 | 0 | 0 | 1 | 3
Grangemore LC,15/16 Grangemore Park, Donaghmede, | Grangemore LC | P | 2023 | 9 | 0 | 0 | 16 | 25
103 Grattan Lodge, Hole in the Wall Road, Donaghemede, Dublin 13. | Gratton Lodge | P | 2010-2022 | 7 | 0 | 0 | 2 | 9
Goatstown H.Q. Willowfield Park, Goatstown, D.14 | Goatstown HQ | P | 2010-2022 | 22 | 0 | 0 | 1 | 23
Goatstown prefabs, Willowfield Park, Goatstown, D.14 | Prefabs | P | 2010-2022 | 4 | 0 | 0 | 0 | 4
Goatstown LTTC, Willowfield Park, Goatstown, D.14 | LTTC | P | 2010-2022 | 12 | 0 | 0 | 0 | 12
"TheHub" TURAS Grosvenor Road 17, Rathmines, D6 | Turas | P | 2010-2022 | 8 | 0 | 0 | 0 | 8
Prefabs on Grosvenor Road site | Turas prefabs | P | 2010-2022 | 4 | 0 | 0 | 0 | 4
Grove Road,11 Grove Road, Finglas, D11. | Grove LC | P | 2010-2022 | 26 | 0 | 0 | 8 | 34
Hazelwood, 15 Pinewood Drive, Glasnevin, Dublin 11. | Hazelwood | P | 2010-2022 | 7 | 0 | 1 | 3 | 11
Iosagain, Greendale Rd, Kilbarrack, D5 | Iosagain | P | 2010-2022 | 4 | 0 | 0 | 0 | 4
Johnsons Hall | Johnsons Hall | P | 2019 | 2 | 3 | 0 | 0 | 5
30 Kilbarrack Road, Kilbarrack, Dublin 5. | 30 Kilbarrick Res | P | 2010-2022 | 7 | 0 | 0 | 3 | 10
Kilbarrack LC,27 Kilbarrack Road, Kilbarrack, D5. | Kilbarrick LC | P | 2010-2022 | 4 | 0 | 0 | 0 | 4
Flat adj | Flat adj | P | 2010-2022 | 2 | 0 | 0 | 0 | 2
16 Kilfenora Drive, Donaghmede, Dublin 13. | Kilfenora | P | 2010-2022 | 10 | 0 | 0 | 2 | 12
Kilfenora Flat adj | Flat adj | P | 2010-2022 | 1 | 0 | 0 | 3 | 4
Kilmore Road LC,132 Kilmore Road, Artane, D5. | Kilmore | P | 2010-2022 | 2 | 0 | 0 | 0 | 2
Kennington, 54 Kennington Road, Templeogue, Dublin 6. | Kennington | P | 2010-2022 | 4 | 0 | 0 | 2 | 6
La Verna, Howth Road, Killester, Dublin 5. | La Verna | P | 2010-2022 | 5 | 0 | 0 | 3 | 8
The Raheny Hub, 356 Howth Road Killester, Dublin 5 | Raheny Hub | P | 2010-2022 | 2 | 0 | 0 | 0 | 2
89D Lagan Road, Glasnevin, Dublin 11 | Technical Services | P | 2010-2022 | 4 | 0 | 0 | 0 | 4
Landscape Park 45, Churchtown, Dublin 14. | Landscape | P | 2010-2022 | 10 | 0 | 0 | 1 | 11
73 Grange Road, Donaghmede, Dublin13 | Lar Foley | P | 2010-2022 | 27 | 0 | 0 | 8 | 35
Le Cheile Lagan Rd 94A , Dublin Ind Estate,Glasnevin | Le Cheile | P | 2010-2022 | 23 | 0 | 0 | 0 | 23
Unit 94A Lagan Rd, Dublin Rd, Ind Estate | 94A | P | 2010-2022 | 4 | 0 | 0 | 0 | 4
The Mews LC, 104A Leinster Rd, Rathmines, D6. | The Mews (Leinster Rd) | P | 2010-2022 | 3 | 0 | 0 | 0 | 3
Longlands 20 , Swords, Co. Dublin. | Longlands | P | 2010-2022 | 8 | 0 | 0 | 4 | 12
Lorcan Avenue, 133 Lorcan Avenue, Santry, Dublin 9. | Lorcan Ave | P | 2010-2022 | 8 | 0 | 0 | 0 | 8
Lorrequer House, Drummartin Terrace, Goatstown, Dublin 14 | Lorrequer House | P | 2010-2022 | 9 | 0 | 3 | 31 | 43
Marley Court, 84 Marley Court, Rathfarnham, Dublin 14. | Marley | P | 2010-2022 | 9 | 0 | 0 | 5 | 14
Mask Road, 2 Grace Court, Coolock, D5. | Mask Rd (Artane Hub) | P | 2010-2022 | 5 | 0 | 0 | 16 | 21
Mellowes Road 31 , Finglas, D11. | Mellows (Abhainn Finglas) | P | 2010-2022 | 2 | 0 | 0 | 0 | 2
Middle Third 10 , Killester, Dublin 5. | 10 Middlethird | P | 2010-2022 | 4 | 0 | 0 | 2 | 6
Middle Third 10a (rear of 10 Middle Third)Killester, D5. | 10A Middlethird | P | 2010-2022 | 14 | 0 | 0 | 3 | 17
Moyle Indust., Unit 22 Moyle Rd, DInd.Est.,Glasnevin, D11. | Moyle Rd | P | 2010-2022 | 12 | 0 | 0 | 2 | 14
Abhainn Glasnevin, Unit 22 Moyle Rd, Dublin Rd., Ind Estate, Glasnevin, Dublin 11 | Abhainn Glasnevin | P | 2023 | 12 | 5 | 16 | 0 | 33
New Cabra Road 75 , Phibsboro, Dublin 7. | New Cabra Rd | P | 2010-2022 | 7 | 0 | 0 | 3 | 10
108 Newbrook Avenue, Donaghmede, Dublin 13. | Newbrook | P | 2010-2022 | 3 | 0 | 1 | 5 | 9
Northbrook Industries, Unit 1A, IDA Ind Est, Santry, Dublin 9. | Northbrook | P | 2010-2022 | 11 | 0 | 0 | 2 | 13
Starbrook Outreach, Unit 6F nutgrove Business Park, Rathfarnham, Dublin 16 | Starbrook Outreach | P | 2017 | 6 | 8 | 0 | 0 | 14
Saoirse, Unit 1E nutgrove Business Park, Rathfarnham, Dublin 16 | Saoirse | P | 2019 | 6 | 9 | 10 | 1 | 26
Oaklands LC, 30 Oaklands Ave, Swords, Co Dublin | Oaklands | P | 2010-2022 | 4 | 0 | 0 | 0 | 4
Omni Training Centre, Unit 304, Second Floor, Omni Park, Santry, Dublin 9 | Omni | P | 2010-2022 | 22 | 0 | 16 | 0 | 38
Ophaly Lodge LC, Rosemount Estate, Dundrum, D14. | Ophally Lodge | P | 2010-2022 | 3 | 0 | 0 | 0 | 3
Raheny Road LC, Knocknaree, 87 Raheny Road, Raheny, D5. | Raheny Rd LC | P | 2010-2022 | 3 | 0 | 0 | 2 | 5
Rathbeale Road 49 , Swords, Co. Dublin. | Rahtbeale Rd | P | 2010-2022 | 6 | 0 | 0 | 5 | 11
Ratheanna, 22 St. Margaret's Ave, Raheny, Dublin 5. | Ratheanna | P | 2010-2022 | 3 | 0 | 0 | 2 | 5
Rosetree, Oscar Traynor Rd, Coolock | Rosetree | P | 2010-2022 | 16 | 0 | 0 | 7 | 23
Royal Oak,5 The Avenue, Royal Oak, Santry, Dublin 9. | Royal Oak | P | 2010-2022 | 2 | 0 | 0 | 5 | 7
Royal Oak, 7 The Avenue, Royal Oak, Santry, Dublin 9. | Royal Oak | P | 2010-2022 | 2 | 0 | 0 | 5 | 7
Sa Bhaile, The Bungalow, Grangepark Grove, Raheny, D 5. | Sa Bhaile | P | 2010-2022 | 5 | 0 | 0 | 4 | 9
Raheny ADC, Grange Park Grove, Raheny, Dublin 5. | Raheny ADC | P | 2010-2022 | 2 | 0 | 0 | 0 | 2
Rossmore, 26 Rossmore Crescent, Templeogue, Dublin 6. | Rossmore | P | 2010-2022 | 11 | 0 | 0 | 2 | 13
Sallowood View 40, Ballymun, Dublin 9 | Sallowood Res | P | 2010-2022 | 15 | 0 | 0 | 6 | 21
Sallowood View 40A, Ballymun, Dublin 9 | Sallowood Apt | P | 2010-2022 | 6 | 0 | 0 | 0 | 6
Sallowood View 40B, Ballymun, Dublin 9 | Sallowood Apt | P | 2010-2022 | 2 | 0 | 0 | 0 | 2
Santry Hall TC, Unit 10A Santry Hall Ind Est, Santry, D9. | Santry Hall | P | 2010-2022 | 10 | 0 | 0 | 9 | 19
7 Sarto Rise, Bayside, Sutton, Dublin 13. | Sarto Rise | P | 2010-2022 | 3 | 0 | 0 | 4 | 7
47 St. Brendan's Ave , Coolock | Seanna Cill | P | 2010-2022 | 17 | 0 | 0 | 6 | 23
Shanowen, 275 Swords Rd, Santry, Dublin 9. | Shanowen | P | 2010-2022 | 7 | 0 | 0 | 4 | 11
39 Shanvarna Rd, Santry, Dublin 9 | Shnavarna | P | 2010-2022 | 1 | 0 | 0 | 1 | 2
St. Canice's Road 30 , Glasnevin, Dublin 11. | 30 Canices | P | 2010-2022 | 11 | 0 | 0 | 2 | 13
St. Canice's Road 63 , Glasnevin, Dublin 11. | 63 Canices | P | 2010-2022 | 7 | 0 | 0 | 2 | 9
St Olaves, Unit 19, Kinsealy, Co Dublin | Unit 19 Olaves | P | 2019 | 1 | 3 | 0 | 0 | 4
St Olaves, Unit 20, Kinsealy, Co Dublin | Unit 20 Olaves | P | 2024 | 2 | 3 | 3 | 0 | 8
The Beeches, Beech House, Donaghmede, Dublin 13. | The beeches | P | 2010-2022 | 5 | 0 | 0 | 10 | 15
Starbrook - on site of Gros School Leopardstown | Starbrook | P | 2010-2022 | 4 | 0 | 0 | 0 | 4
Templeogue Day Centre, Templeogue Rd, Dublin 6w | Templeogue | P | 2010-2022 | 22 | 28 | 0 | 0 | 50
Rogha, Templeogue Rd, Dublin 6w | Rogha | P | 2024 | 7 | 1 | 21 | 5 | 34
The Laurels, Rear Raheny SNS, Raheny Road, D5. | The Laurels | P | 2010-2022 | 5 | 0 | 0 | 11 | 16
The Maples, Rear Raheny SNS, Raheny Road, D5. | The Maples | P | 2010-2022 | 10 | 0 | 0 | 5 | 15
The Pines, 36 Taney Rise, Dundrum, Dublin 14. | The Pines | P | 2010-2022 | 5 | 0 | 0 | 4 | 9
The Willows (Flat), Rathbeale Rd, Swords, Co. Dublin | The Willows Flat | P | 2010-2022 | 2 | 0 | 0 | 4 | 6
The Willows, Rathbeale Rd, Swords, Co. Dublin | The Willows | P | 2010-2022 | 11 | 0 | 0 | 2 | 13
Warrenhouse Resid., 21 Warrenhouse Rd, Baldoyle, D13 | Warrenhouse Res | P | 2010-2022 | 2 | 0 | 0 | 6 | 8
Warrenhouse LC, 4 Warrenhouse Road, Baldoyle, D13 | Warrenhouse LC | P | 2010-2022 | 3 | 0 | 3 | 2 | 8
Warrenhouse Road 4a | Warrenhouse low support | P | 2010-2022 | 2 | 0 | 0 | 2 | 4
Warrenhouse Road 4b | Warrenhouse low support | P | 2010-2022 | 2 | 0 | 0 | 3 | 5
Watters Lane, (Parkview House) Commons Road, Navan, Co. Meath | Parkview (Waters Lane) | P | 2010-2022 | 13 | 0 | 0 | 2 | 15
29 Whitehall Rd, Churchtown, Dublin 14. | Whitehall | P | 2010-2022 | 7 | 0 | 0 | 5 | 12
Willowglade, 15, Willowfield Park, Goatstown, Dublin 14 | Willowglade | P | 2010-2022 | 7 | 0 | 0 | 4 | 11
Willowpark, 28 Willowpark Cres., Glasnevin, D11. | Willowpark | P | 2010-2022 | 9 | 0 | 0 | 3 | 12
Woodview, Swords Road, Santry, Dublin 9. | Woodview | P | 2010-2022 | 12 | 0 | 0 | 5 | 17
|  |  |  | ESTIMATED TOTAL DEVICES |  |  |  | 2014
Indicative Estimated Number of Device Types
|  |  |  | Emergency Exit Lights |  | 1274
|  |  |  | Open Area |  | 63
|  |  |  | Downlighter Units |  | 173
|  |  |  | LED Bulkhead Units |  | 504
All Quantities presented in this sheet are estimated quantities and are as accurate as is possible for SMH to provide at this time. All System Details and Asset Information are indicative and are as accurate as SMH can provide currently.
System Details, Asset Information and Device Quantities will be validated and subject to re-measureas part of the Initial Full Detailed Systems Survey and Report or as part of initial routine maintenance by the successful tenderer.

## IA Assets
Indicative Intruder Alarm Asset Details | [11 empty] | ***ESTIMATED QUANTITIES*** Indicative Type of Devices to be Maintained • Motion / Passive Sensors and Detectors • Door and Window Devices • Glass Break Detectors • Interface Units
LOCATION DETAILS |  | INTRUDER ALARM SYSTEM (INDICATIVE) |  |  |  |  | Estimated Number of Devices
Address of location where building(s) are located | Building Name | Intruder Alarm System Panel Make & Model of Control Panel | System Protocol: Open / Closed/Wireless | System Type(s) Conventional / Addressable | Ancillary Devices * All SMH Fire Alarm Systems are Open Protocol- the majority being CTEC Systems | Year of Installation / System Age | No. of Panels *(To be validated) | No. of Motion / Passive Sensors and Detectors e.g. Infra-Red (PIR) or Photoelectric Beams, Sensors etc. | No. of Door & Window Devices: e.g. Contacts, Magnetic Switches | No. of Glass Break Detectors | Number of Interface Units (I/O's)
Baldoyle Campus, College Street Baldoyle. | Baldoyle day/res | HKC | Open | Conventional | Fire alarm/CCTV/Access Control/Electronic gates | uknown | 5 | 5 | 0 | 3 | 13 | 26
Baldoyle Campus, College Street Baldoyle. School Prefabs | Baldoyle School | HKC | Open | Conventional | Fire alarm/CCTV/Access Control | uknown | 5 | 5 | 0 | 3 | 13 | 26
Baldoyle Campus, College Street Baldoyle. Old School House(Chanel) | Chanel | HKC | Open | Conventional | Fire Alarm/Access Control | 2008 | 5 | 5 | 0 | 2 | 12 | 24
Ballymun Campus H.Q. Main Building | Bmun HQ | HKC | Open | Conventional | Fire alarm/CCTV/Access Control | 2024 | 20 | 77 | 1 | 3 | 101 | 202
Ballymun Campus Prefabs Admin/Clinic Support | Bmun prefabs | HKC | Open | Conventional | Fire Alarm/Access Control | 2021 | 9 | 8 | 0 | 2 | 19 | 38
Ballymun Campus, Glenamoy | Glenamoy | HKC | Open | Conventional | Fire Alarm/Access Control | uknown | 5 | 5 | 0 | 2 | 12 | 24
Ballymun Campus, Glencree. | Glencree | HKC | Open | Conventional | Fire Alarm/Access Control | uknown | 2 | 10 | 0 | 2 | 14 | 28
Ballymun Campus, Glencorry. | Glencorry | HKC | Open | Conventional | Fire Alarm/Access Control | uknown | 3 | 27 | 0 | 2 | 32 | 64
Ballymun Campus, Glenealy. | Glenealy | HKC | Open | Conventional | Fire Alarm/Access Control | uknown | 3 | 34 | 0 | 2 | 39 | 78
Ballymun Campus, Glenmalure | Glenmalure | HKC | Open | Conventional | Fire alarm/CCTV/Access Control | uknown | 3 | 31 | 0 | 3 | 37 | 74
Ballymun Campus, Glenveagh. | Glenveagh | HKC | Open | Conventional | Fire alarm/CCTV/Access Control | 2021 | 2 | 26 | 0 | 3 | 31 | 62
Ballymun Campus, Glenanaar, | Glenanaar | HKC | Open | Conventional | Fire alarm/CCTV/Access Control | uknown | 3 | 27 | 0 | 3 | 33 | 66
Ballymun Campus "Solas" | Solas | HKC | Open | Conventional | Fire alarm/CCTV/Access Control | uknown | 8 | 8 | 0 | 3 | 19 | 38
Ballymun Campus, Local Centre | Bmun LC | HKC | Open | Conventional | Fire Alarm | uknown | 8 | 8 | 0 | 1 | 17 | 34
Belcamp Campus, ASCU, Coolock Lane D.17 | Belcamp | HKC | Open | Conventional | Fire alarm/CCTV/Access Control/CCTV/Electronic gates | 2022 | 20 | 40 | 0 | 3 | 63 | 126
Belcamp Campus, Cara Alzheimers, Coolock Lane D.17 | Cara | HKC | Open | Conventional | Fire alarm/CCTV/Access Control/CCTV | 2022 | 20 | 56 | 0 | 3 | 79 | 158
Belcamp Campus, Leisure Centre, Coolock Lane, D 17 | Leisure Centre | HKC | Open | Conventional | Fire alarm/CCTV/Access Control/CCTV | uknown | 20 | 15 | 0 | 3 | 38 | 76
Belcamp Campus, Riverside 1, Coolock Lane, D.17 | Riverside day | HKC | Open | Conventional | Fire alarm/CCTV/Access Control | 2023 | 10 | 20 | 0 | 3 | 33 | 66
Belcamp Campus, Riverside 2, Coolock Lane, D.17 | Rvierside res | HKC | Open | Conventional | Fire alarm/CCTV/Access Control | 2023 | 10 | 20 | 0 | 3 | 33 | 66
Bon Accord LC, 49 Beaumont Ave, Churchtown, | Bon Accord | HKC | Open | Conventional | Fire Alarm | 2024 | 8 | 8 | 0 | 1 | 17 | 34
Coolock Campus Enterprise local Centre | Entrprise LC | HKC | Open | Conventional | Fire Alarm | uknown | 8 | 8 | 0 | 1 | 17 | 34
Coolock Campus H.Q. Adare Green Coolock, D.17 | Coolock HQ | HKC | Open | Conventional | Fire alarm/CCTV/Access Control | uknown | 20 | 70 | 0 | 3 | 93 | 186
Coolock Campus Adare Green LC. Adare Green Coolock, D.17 | Adare green LC | HKC | Open | Conventional | Fire alarm/CCTV/Access Control | uknown | 8 | 8 | 0 | 3 | 19 | 38
Short Term Training Centre, Coolock campus, Adare Green D17 | STTC | HKC | Open | Conventional | Fire Alarm/Access Control | uknown | 8 | 8 | 0 | 2 | 18 | 36
44 Abbeyfield, Killester, Dublin 5. | Abbeyfield | HKC | Open | Conventional | Fire Alarm/Access Control | 2020 | 2 | 20 | 0 | 2 | 24 | 48
4 Ailesbury Lawn, Dundrum, Dublin 14. | Ailesbury respite | HKC | Open | Conventional | Fire Alarm/Access Control | 2021 | 1 | 19 | 0 | 2 | 22 | 44
46 Ardbeg Park, Artane, Dublin 5. | Ardbeg | HKC | Open | Conventional | Fire alarm | uknown | 2 | 20 | 0 | 1 | 23 | 46
49 Ardmore Crescent, Artane, Dublin 5. | Ardmore | HKC | Open | Conventional | Fire alarm | 2022 | 2 | 18 | 0 | 1 | 21 | 42
29 St. Brigid's Road, Artane, Dublin 5. Including Flat | Artane | HKC | Open | Conventional | Fire Alarm | 2022 | 5 | 20 | 0 | 1 | 26 | 52
Avondale, 20A Pinewood Crescent, Glasnevin, Dublin 11. | Avondale | HKC | Open | Conventional | Fire Alarm | uknown | 2 | 20 | 0 | 1 | 23 | 46
Ferndale, 20 Pinewood Crescent, Glasnevin, Dublin 11. | Ferndale | HKC | Open | Conventional | Fire Alarm | 2022 | 2 | 28 | 0 | 1 | 31 | 62
Ballygall Road East, 58 | Ballygall | HKC | Open | Conventional | Fire Alarm/Access Control | 2016 | 3 | 6 | 0 | 2 | 11 | 22
Ballymun Road 83 , Ballymun, Dublin 9. | 83 Bmun rd | HKC | Open | Conventional | Fire Alarm | 2021 | 1 | 8 | 0 | 1 | 10 | 20
88 Beauvale Park, Artane, Dublin 5. | Beauvale | HKC | Open | Conventional | Fire Alarm/Access Control | 2021 | 2 | 7 | 0 | 2 | 11 | 22
Beach Lawn, Golf Links Road, Mornington, Co. Meath. | Beachlawn Holiday home | HKC | Open | Conventional | Fire Alarm/Access Control | 2022 | 4 | 13 | 0 | 2 | 19 | 38
Bettystown Avenue 1 , Raheny, Dublin 5. | Bettystown (low support) | HKC | Open | Conventional | Fire Alarm | 2021 | 2 | 6 | 0 | 1 | 9 | 18
Bettystown Avenue 1A , Raheny Dublin 5. | 1A Bettystown | HKC | Open | Conventional | Fire Alarm | 2021 | 2 | 9 | 0 | 1 | 12 | 24
300 Howth Road, Killester, Dublin 5. | Binn Eadair | HKC | Open | Conventional | Fire Alarm | 2020 | 2 | 19 | 0 | 1 | 22 | 44
Boroimhe Willows 2, Swords, Co. Dublin. | Boroimhe | HKC | Open | Conventional | Fire Alarm | uknown | 4 | 5 | 0 | 1 | 10 | 20
103 Boroimhe Alder, Swords, Co Dublin | Boroimhe Alder | HKC | Open | Conventional | Fire alarm | 2024 | 2 | 8 | 0 | 1 | 11 | 22
Breaffy House, Strand Road, Portmarnock, Co. Dublin. | Breaffy House | HKC | Open | Conventional | Fire Alarm | 2022 | 2 | 7 | 0 | 1 | 10 | 20
Brookwood Rise, 13, Artane, Dublin 5. | Cill Caisce | HKC | Open | Conventional | Fire Alarm/Access Control | part 2024 | 3 | 11 | 0 | 2 | 16 | 32
31 Clune Road, Finglas, Dublin 11. | Clew Bay | HKC | Open | Conventional | Fire Alarm/Access Control | 2021 | 1 | 18 | 0 | 2 | 21 | 42
39 clonliffe Ave, Ballybough, Dublin 3 | Clonliffe | HKC SW1070 | Open | Conventional | fire alarm | 2017 | 2 | 12 | 0 | 2 |  | 16
197 Collins Ave, Whitehall, Dublin 9. | Collins ave | HKC | Open | Conventional | Fire Alarm/Access Control | uknown | 2 | 20 | 0 | 2 | 24 | 48
160 Collins Park, Santry | Collins Park | HKC | Open | Conventional | Fire Alarm | 2021 | 2 | 20 | 0 | 1 | 23 | 46
Coolfin , Swords Road, Santry, Dublin 9. | Coolfin | HKC | Open | Conventional | Fire Alarm/Access Control | 2021 | 1 | 19 | 0 | 2 | 22 | 44
Sean Trabh LC Swords Road, Santry, D9. | Seantrabh | HKC | Open | Conventional | Fire Alarm/Access Control | uknown | 5 | 11 | 0 | 2 | 18 | 36
Cromwellsfort Road 107A, APARTMENT, Walkinstown, Dublin 12 | 107A Apt | HKC | Open | Conventional | Fire Alarm | uknown | 1 | 11 | 0 | 1 | 13 | 26
Cromwellsfort Road 107B, RESIDENTIAL, Walkinstown, Dublin 12 | 107 Crom low support | HKC | Open | Conventional | Fire Alarm/Access Control | uknown | 2 | 10 | 0 | 2 | 14 | 28
107C Cromwellsfort Road, bedsit, Walkinstown, Dublin 12 | 107 Crom low support | HKC | Open | Conventional | Fire Alarm/Access Control | uknown | 2 | 15 | 0 | 2 | 19 | 38
Cromwellsfort Road 107 LOCAL CENTRE, Walkinstown, Dublin 12 | 107 Crom LC | HKC | Open | Conventional | Fire Alarm/Access Control | uknown | 8 | 8 | 0 | 2 | 18 | 36
Cromwellsfort LC,18 Cromwellsfort Road,Walkinstown,D12 | 18 Crom LC | HKC | Open | Conventional | Fire Alarm/Access Control | uknown | 8 | 8 | 0 | 2 | 18 | 36
Cromwellsfort Road 18 (Flat), Walkinstown, D12. | 18 Crom Flat | HKC | Open | Conventional | Fire Alarm/Access Control | 2019 | 2 | 20 | 0 | 2 | 24 | 48
2 Del Val Avenue, Sutton, Dublin 13. | Del Val | HKC | Open | Conventional | Fire Alarm/Access Control | 2015 | 3 | 15 | 0 | 2 | 20 | 40
Donabate RESID., Portrane Road, Donabate, Co. Dublin. | Donabate Res | HKC | Open | Conventional | Fire Alarm/Access Control | 2024? | 2 | 25 | 0 | 2 | 29 | 58
Donabate RESPITE 1, Portrane Road, Donabate, Co. Dublin | D1 | HKC | Open | Conventional | Fire Alarm/Access Control | 2024 | 2 | 25 | 0 | 2 | 29 | 58
Donabate RESPITE 2, Portrane Road, Donabate | D2 | HKC | Open | Conventional | Fire Alarm/Access Control | uknown | 2 | 20 | 0 | 2 | 24 | 48
61 Dublin Rd | 61 Dublin Rd | HKC | Open | Conventional | Fire Alarm/Access Control | uknown | 2 | 16 | 0 | 2 | 20 | 40
59 Dublin Rd | 59 Dublin rd | HKC | Open | Conventional | Fire Alarm/Access Control | 2021 | 2 | 15 | 0 | 2 | 17 | 36
31 Dublin Road, Swords, Co Dublin | 31 Dublin Rd | HKC | Open | Conventional | Fire Alarm/Access Control | 2021 | 1 | 8 | 0 | 2 | 11 | 22
Elmwood Park 36 , Swords, Co Dublin | Elmwood | HKC | Open | Conventional | Fire Alarm | 2015 | 2 | 20 | 0 | 1 | 23 | 46
23 Malahide Road, Fairview, Dublin 3. | Fairview | HKC | Open | Conventional | Fire Alarm/Access Control | 2021 | 2 | 9 | 0 | 2 | 13 | 26
13 Fox's Lane, Raheny, Dublin 5. | Foxs Lane | HKC | Open | Conventional | Fire Alarm | 2022 | 2 | 18 | 0 | 1 | 21 | 42
Railway Avenue, Sutton, Dublin 13. | Garvagh | HKC | Open | Conventional | Fire Alarm/Access Control | 2021 | 2 | 9 | 0 | 2 | 13 | 26
16 Glendoher Road, Rathfarnham, Dublin 16. | Glendoher | HKC | Open | Conventional | Fire Alarm/Access Control | 2021 | 2 | 5 | 0 | 2 | 9 | 18
Grangemore Rise 29 (Rear of 16 Grangemore Park) | Grangemore Res | HKC | Open | Conventional | Fire Alarm/Access Control | 2021 | 2 | 8 | 0 | 2 | 12 | 24
There is a small apartment to rear of res above | Grangemore Flat | HKC | Open | Conventional | Fire Alarm | 2021 | 2 | 20 | 0 | 1 | 23 | 46
Grangemore LC,15/16 Grangemore Park, Donaghmede, | Grangemore LC | HKC | Open | Conventional | Fire Alarm/Access Control | 2023 | 2 | 19 | 0 | 2 | 23 | 46
103 Grattan Lodge, Hole in the Wall Road, Donaghemede, Dublin 13. | Gratton Lodge | HKC | Open | Conventional | Fire Alarm | uknown | 3 | 6 | 0 | 1 | 10 | 20
Goatstown H.Q. Willowfield Park, Goatstown, D.14 | Goatstown HQ | HKC | Open | Conventional | Fire Alarm/Access Control/electronic gates | 2021 (panel) | 6 | 7 | 0 | 2 | 15 | 30
Goatstown prefabs, Willowfield Park, Goatstown, D.14 | Prefabs | HKC | Open | Conventional | Fire Alarm | 2021 | 8 | 8 | 0 | 1 | 17 | 34
Goatstown LTTC, Willowfield Park, Goatstown, D.14 | LTTC | HKC | Open | Conventional | Fire Alarm/Access Control | uknown | 8 | 8 | 0 | 2 | 18 | 36
"TheHub" TURAS Grosvenor Road 17, Rathmines, D6 | Turas | HKC | Open | Conventional | Fire Alarm/Access Control | 2023 | 23 | 10 | ? | ? | 33 | 66
Prefabs on Grosvenor Road site | Turas prefabs | HKC | Open | Conventional | Fire Alarm/Access Control | uknown | 10 | 23 | 0 | 2 | 35 | 70
Grove Road,11 Grove Road, Finglas, D11. | Grove LC | HKC | Open | Conventional | Fire Alarm/Access Control | uknown | 6 | 7 | 0 | 2 | 15 | 30
15 Pinewood Drive, Glasnevin, Dublin 11. | Hazelwood | HKC | Open | Conventional | Fire Alarm | 2021 | 1 | 8 | 0 | 1 | 10 | 20
Iosagain, Greendale Rd, Kilbarrack, D5 | Iosagain | HKC | Open | Conventional | Fire Alarm/Access Control | 2016 | 2 | 20 | 0 | 2 | 24 | 48
Johnsons Hall | Johnsons Hall | HKC | Open | Conventional | Fire Alarm/Access Control | 2020 | 2 | 4 | 0 | 2 | 8 | 16
30 Kilbarrack Road, Kilbarrack, Dublin 5. | 30 Kilbarrick Res | HKC | Open | Conventional | Fire Alarm | 2021 | 2 | 25 | 0 | 1 | 28 | 56
Kilbarrack LC,27 Kilbarrack Road, Kilbarrack, D5. | Kilbarrick LC | HKC | Open | Conventional | Fire Alarm | uknown | 8 | 8 | 0 | 1 | 17 | 34
Flat adj | Flat adj | HKC | Open | Conventional | Fire Alarm | uknown | 2 | 20 | 0 | 1 | 23 | 46
16 Kilfenora Drive, Donaghmede, Dublin 13. | Kilfenora | HKC | Open | Conventional | Fire Alarm/Access Control | uknown | 2 | 8 | 0 | 2 | 12 | 24
Flat adj | Flat adj | HKC | Open | Conventional | Fire Alarm | uknown | 2 | 20 | 0 | 1 | 23 | 46
Kilmore Road LC,132 Kilmore Road, Artane, D5. | Kilmore | HKC | Open | Conventional | Fire Alarm/Access Control | 2022 | 2 | 11 | 0 | 2 | 15 | 30
Kennington, 54 Kennington Road, Templeogue, Dublin 6. | Kennington | HKC | Open | Conventional | Fire Alarm | 2022 | 2 | 19 | 0 | 1 | 22 | 44
356 Howth Road, Killester, Dublin 5. | La Verna | HKC | Open | Conventional | Fire Alarm | uknown | 2 | 20 | 0 | 1 | 23 | 46
356 Howth Road Killester, Dublin 5 | Raheny Hub | HKC | Open | Conventional | Fire Alarm/Access Control | uknown | 2 | 20 | 0 | 2 | 24 | 48
89D Lagan Road, Glasnevin, Dublin 11 | Technical Services | HKC | Open | Conventional | Fire Alarm/Access Control | uknown | 8 | 8 | 0 | 2 | 18 | 36
Landscape Park 45, Churchtown, Dublin 14. | Landscape | HKC | Open | Conventional | Fire Alarm | 2021 | 2 | 27 | 0 | 1 | 30 | 60
73 Grange Road, Donaghmede, Dublin13 | Lar Foley | HKC | Open | Conventional | Fire Alarm/Access Control | 2016 | 2 | 20 | 0 | 2 | 24 | 48
Le Cheile Lagan Rd 94A , Dublin Ind Estate,Glasnevin | Le Cheile | HKC | Open | Conventional | Fire Alarm/Access Control | 2022 | 9 | 15 | 0 | 2 | 26 | 52
Unit 94A Lagan Rd, Dublin Rd, Ind Estate | 94A | HKC | Open | Conventional | Fire Alarm/Access Control | 2022 | 7 | 4 | 0 | 2 | 13 | 26
The Mews LC, 104A Leinster Rd, Rathmines, D6. | The Mews (Leinster Rd) | HKC | Open | Conventional | Fire Alarm | uknown | 8 | 8 | 0 | 1 | 17 | 34
Longlands 20 , Swords, Co. Dublin. | Longlands | HKC | Open | Conventional | Fire Alarm | 2021 | 2 | 29 | 0 | 1 | 24 | 56
Lorcan Avenue, 133 Lorcan Avenue, Santry, Dublin 9. | Lorcan Ave | HKC | Open | Conventional | Fire Alarm/Access Control | 2019 | 2 | 24 | 0 | 2 | 28 | 56
Marley Court, 84 Marley Court, Rathfarnham, Dublin 14. | Marley | HKC | Open | Conventional | Fire Alarm/Access Control | 2022 | 4 | 39 | 0 | 2 | 45 | 90
Mask Road, 2 Grace Court, Coolock, D5. | Mask Rd (Artane Hub) | HKC | Open | Conventional | Fire Alarm/Access Control | uknown | 2 | 18 | 0 | 2 | 22 | 44
Mellowes Road 31 , Finglas, D11. | Mellows (Abhainn Finglas) | HKC | Open | Conventional | Fire Alarm | uknown | 6 | 2 | 0 | 1 | 9 | 18
Middle Third 10 , Killester, Dublin 5. | 10 Middlethird | HKC | Open | Conventional | Fire Alarm | 2017 | 2 | 20 | 0 | 1 | 23 | 46
Middle Third 10a (rear of 10 Middle Third)Killester, D5. | 10A Middlethird | HKC | Open | Conventional | Fire Alarm/Access Control | uknown | 2 | 20 | 0 | 2 | 24 | 48
Moyle Indust., Unit 22 Moyle Rd, DInd.Est.,Glasnevin, D11. | Moyle Rd | HKC | Open | Conventional | Fire Alarm | uknown | 10 | 20 | 0 | 1 | 31 | 62
Abhainn Moyle Rd | Abhainn Moyle | SecureWave10270 | Open | Conventional | Fire and access control | 2023 | 9 | 6 | 5 | 2 | 22 | 44
New Cabra Road 75 , Phibsboro, Dublin 7. | New Cabra Rd | HKC | Open | Conventional | Fire Alarm | uknown | 2 | 7 | 0 | 1 | 10 | 20
108 Newbrook Avenue, Donaghmede, Dublin 13. | Newbrook | HKC | Open | Conventional | Fire Alarm/Access Control | 2021 | 2 | 20 | 0 | 2 | 24 | 48
Northbrook Industries, Unit 1A, IDA Ind Est, Santry, Dublin 9. | Northbrook | HKC | Open | Conventional | Fire alarm | uknown | 10 | 20 | 0 | 1 | 31 | 62
Northside Shopping Centre, Oscar Traynor Rd, Coolock, Dublin 5 | Caislean
Unit 22, Northwood Court, Northwood Cresent, Northwood, Dublin 9 | Northwood Hub | HKC | Open | Conventional | none | 2022 | 2 | 6 | 0 | 0 | 6 | 14
Unit 1E Nutgrove Business Park, Rathfarham, Dublin 16 | Saoirse hub | HKC | Open | Conventional | Fire alarm/access control | 2020 |  |  | 0 | 0 |  | 0
Unit 6F Nutgrove Business Park, Rathfarham, Dublin 16 | Starbrook outreach | HKC | Open | Conventional | Fire alarm/access control | 2017 | 1 | 11 | 0 | 0 |  | 12
Oaklands LC, 30 Oaklands Ave, Swords, Co Dublin | Oaklands | HKC | Open | Conventional | Fire Alarm | uknown | 8 | 8 | 0 | 1 | 17 | 34
Omni Training Centre, Unit 304, Second Floor, Omni Park, Santry, Dublin 9 | Omni | HKC | Open | Conventional | Fire Alarm/Access Control | uknown | 8 | 8 | 0 | 2 | 18 | 36
Ophaly Lodge LC, Rosemount Estate, Dundrum, D14. | Ophally Lodge | HKC | Open | Conventional | Fire Alarm | uknown | 2 | 4 | 0 | 1 | 7 | 14
Raheny Road LC, Knocknaree, 87 Raheny Road, Raheny, D5. | Raheny Rd LC | HKC | Open | Conventional | Fire Alarm | uknown | 2 | 20 | 0 | 1 | 23 | 46
Rathbeale Road 49 , Swords, Co. Dublin. | Rahtbeale Rd | HKC | Open | Conventional | Fire Alarm | 2021 | 2 | 7 | 0 | 1 | 10 | 20
22 St. Margaret's Ave, Raheny, Dublin 5. | Ratheanna | HKC | Open | Conventional | Fire Alarm | 2022 | 2 | 21 | 0 | 1 | 23 | 47
Oscar Traynor Rd, Coolock | Rosetree | HKC | Open | Conventional | Fire Alarm/Access Control | uknown | 2 | 15 | 0 | 2 | 19 | 38
Royal Oak,5 The Avenue, Royal Oak, Santry, Dublin 9. | Royal Oak | HKC | Open | Conventional | Fire alarm | new panel 2024 | 2 | 10 | 0 | 1 | 13 | 26
Royal Oak, 7 The Avenue, Royal Oak, Santry, Dublin 9. | Royal Oak | HKC | Open | Conventional | Fire alarm | uknown | 2 | 10 | 0 | 1 | 13 | 26
Sa Bhaile, The Bungalow, Grangepark Grove, Raheny, D 5. | Sa Bhaile | HKC | Open | Conventional | Fire alarm | part 2024 | 6 | 7 | 0 | 1 | 14 | 28
Rossmore, 26 Rossmore Crescent, Templeogue, Dublin 6. | Rossmore | HKC | Open | Conventional | Fire alarm | uknown | 2 | 20 | 0 | 1 | 23 | 46
Sallowood View 40, Ballymun, Dublin 9 | Sallowood Res | HKC | Open | Conventional | Fire alarm/electronic gates | uknown | 2 | 20 | 0 | 1 | 23 | 46
Sallowood View 40A, Ballymun, Dublin 9 | Sallowood Apt | HKC | Open | Conventional | Fire alarm | uknown | 2 | 20 | 0 | 1 | 23 | 46
Sallowood View 40B, Ballymun, Dublin 9 | Sallowood Apt | HKC | Open | Conventional | Fire alarm | uknown | 2 | 20 | 0 | 1 | 23 | 46
Santry Hall TC, Unit 10A Santry Hall Ind Est, Santry, D9. | Santry Hall | HKC | Open | Conventional | Fire Alarm/Access Control | uknown | 1 | 12 | 0 | 2 | 15 | 30
7 Sarto Rise, Bayside, Sutton, Dublin 13. | Sarto Rise | HKC | Open | Conventional | Fire alarm | 2021 | 1 | 23 | 0 | 1 | 25 | 50
47 St. Brendan's Ave , Coolock | Seanna Cill | HKC | Open | Conventional | Fire Alarm/Access Control | uknown | 2 | 20 | 0 | 2 | 24 | 48
275 Swords Rd, Santry, Dublin 9. | Shanowen | HKC | Open | Conventional | Fire alarm | 2022 | 2 | 21 | 0 | 1 | 24 | 48
39 Shanvarna Rd, Santry, Dublin 9 | Shnavarna | HKC | Open | Conventional | Fire alarm | 2019 | 2 | 17 | 0 | 1 | 20 | 40
St. Canice's Road 30 , Glasnevin, Dublin 11. | 30 Canices | HKC | Open | Conventional | Fire Alarm/Access Control | 2021 | 2 | 11 | 0 | 2 | 15 | 30
St. Canice's Road 63 , Glasnevin, Dublin 11. | 63 Canices | HKC | Open | Conventional | Fire alarm | 2021 | 2 | 7 | 0 | 1 | 10 | 20
St Olaves, unit 19, Kinsealy, Co Dublin | St Olaves | HKC | Open | Conventional | Fire Alarm/Access Control | 2019 | 2 | 20 | 0 | 2 | 24 | 48
St Olaves, unit 20, Kinsealy, Co Dublin | Abhainn Spraoi | HKC | Open | Conventional | Fire alarm/access control | 2024 | 3 | 0 | 0 | 2 | 5 | 10
The Beeches, Beech House, Donaghmede, Dublin 13. | The beeches | HKC | Open | Conventional | Fire alarm | 2016 | 2 | 20 | 0 | 1 | 23 | 46
Starbrook - on site of Gros School Leopardstown | Starbrook | HKC | Open | Conventional | Fire Alarm/Access Control | 2016 | 4 | 4 | 0 | 2 | 10 | 20
Templeogue., Templeogue Rd, Dublin 6 | Templeogue | HKC | Open | Conventional | Fire Alarm/Access Control | uknown | 20 | 70 |  | 2 |  | 92
The Laurels, Rear Raheny SNS, Raheny Road, D5. | The Laurels | HKC | Open | Conventional | Fire alarm | uknown | 2 | 20 | 0 | 1 | 23 | 46
The Maples, Rear Raheny SNS, Raheny Road, D5. | The Maples | HKC | Open | Conventional | Fire alarm | uknown | 2 | 20 | 0 | 1 | 23 | 46
The Pines, 36 Taney Rise, Dundrum, Dublin 14. | The Pines | HKC | Open | Conventional | Fire Alarm/Access Control | uknown | 2 | 7 | 0 | 2 | 11 | 22
The Willows (Flat), Rathbeale Rd, Swords, Co. Dublin | The Willows Flat | HKC | Open | Conventional | Fire Alarm/Access Control | uknown | 2 | 7 | 0 | 2 | 11 | 22
The Willows, Rathbeale Rd, Swords, Co. Dublin | The Willows | HKC | Open | Conventional | Fire Alarm/Access Control | uknown | 2 | 11 | 0 | 2 | 15 | 30
Warrenhouse Resid., 21 Warrenhouse Rd, Baldoyle, D13 | Warrenhouse Res | HKC | Open | Conventional | Fire alarm | 2019 | 2 | 24 | 0 | 1 | 27 | 54
Warrenhouse LC, 4 Warrenhouse Road, Baldoyle, D13 | Warrenhouse LC | HKC | Open | Conventional | Fire alarm | 2020 | 1 | 26 | 0 | 1 | 28 | 56
Warrenhouse Road 4a | Warrenhouse low support | HKC | Open | Conventional | Fire alarm | uknown | 2 | 4 | 0 | 1 | 7 | 14
Warrenhouse Road 4b | Warrenhouse low support | HKC | Open | Conventional | Fire alarm | uknown | 2 | 4 | 0 | 1 | 7 | 14
Watters Lane, (Parkview House) Commons Road, Navan, Co. Meath | Parkview (Waters Lane) | HKC | Open | Conventional | Fire Alarm/Access Control | uknown | 2 | 11 | 0 | 2 | 15
29 Whitehall Rd, Churchtown, Dublin 14. | Whitehall | HKC | Open | Conventional | Fire alarm | 2019 | 2 | 27 | 0 | 1 | 30
15, Willowfield Park, Goatstown, Dublin 14 | Willowglade | HKC | Open | Conventional | Fire Alarm/Access Control | 2021 | 2 | 20 | 0 | 2 | 24
Willowpark, 28 Willowpark Cres., Glasnevin, D11. | Willowpark | HKC | Open | Conventional | Fire alarm | 2023 | 2 | 6 | 0 | 1 | 9
Woodview, Swords Road, Santry, Dublin 9. | Woodview | HKC | Open | Conventional | Fire Alarm/Access Control | 2021 | 2 | 8 | 0 | 2 | 24
Apt 20, WAD River Close, Ballymun, Dublin 9 | WAD River | HKC | Open | Conventional | n/a | 2019 | 2 | 7 | 0 | 0 | 8
[8 empty] | ESTIMATED TOTAL DEVICES |  |  |  | 6151
Indicative Estimated Number of Device Types
[10 empty] | Panels/Keypads |  | 623
[10 empty] | Sensors & Detectors |  | 2370
[10 empty] | Door & Window Contracts |  | 6
[10 empty] | I/O Units |  | 3119
All Quantities presented in this sheet are estimated quantities and are as accurate as is possible for SMH to provide at this time. Likewise, all System Details and Asset Information are indicative and are as accuarte/complete as SMH can provide currently.
System Details, Asset Information and Device Quantities will be validated and subject to re-measure as part of the Initial Full Detailed Systems Survey and Report or as part of initial routine maintenance by the successful tenderer.

## CCTV Assets
Please Note: This sheet is for information purposes only and requires no input from Tenderers
| Indicative CCTV Asset Details |  |  |  | Provisional Estimated Quantity of Indoor and Outdoor Security/CCTV Camera Devices and other associated Hardware
| LOCATION DETAILS |  | CCTV SYSTEM DETAILS (INDICATIVE)
| Address of location where building(s) are located | Building Name | CCTV SYSTEM INFORMATION | Year of Installation(s) / System(s) Age
| Baldoyle Campus, College Street Baldoyle | Baldoyle Day/Res | Dahua 16 Channel DVR | Unknown | 16
| Baldoyle Campus, College Street Baldoyle. School Prefabs | Baldoyle School | As part of above system | Unknown | -
| Ballymun Campus H.Q. Main Building | Ballymun HQ | Adpro Fasttrace 2 & Video Analytic Software | Unknown | 30
| Belcamp Campus, Cara Alzheimers, Coolock Lane Dublin 17 | Cara | Adpro IFT 6TB | Unknown | 16
| Belcamp Campus, Leisure Centre, Coolock Lane, Dublin 17 | Leisure Centre | Dahua | Unknown | 4
| Castle Industries, Unit 36 Malahide Rd Ind Park, Dublin 17 | Castle | Hikvision 8 Channel NVR with 4TB hard drive | Unknown | 5
| 31 Clune Road, Finglas, Dublin 11 | Clew Bay | System Information- To be Validated | Unknown | 4
| Coolfin , Swords Road, Santry, Dublin 9 | Coolfin | Hikvision 8 Channel NVR with 6TB hard drive | 2022 | 5
| Grove Road,11 Grove Road, Finglas, Dublin 11 | Grove LC | System Information- To be Validated | Unknown | 2
| 89D Lagan Road, Glasnevin, Dublin 11 | Technical Services | System Information- To be Validated | Unknown | 1
| Le Cheile Lagan Rd 94A , Dublin Ind Estate, Glasnevin | Le Cheile | System Information- To be Validated | Unknown | 2
| Omni Training Centre, Unit 304, Second Floor, Omni Park, Santry, Dublin 9 | Omni | Dahua | Unknown | 2
| Sallowood View 40, Ballymun, Dublin 9 | Sallowood Res | Dahua | Unknown | 4
| 29 Whitehall Rd, Churchtown, Dublin 14 | Whitehall | Dahua | Unknown | 4
| Willowpark, 28 Willowpark Cres., Glasnevin, Dublin 11 | Willowpark | System Information- To be Validated | Unknown | 1
| Woodview, Swords Road, Santry, Dublin 9 | Woodview | Hikvision 8 Channel NVR with 6TB hard drive | 2022 | 5
|  |  | ESTIMATED TOTAL DEVICES |  | 101
All Quantities presented in this sheet are estimated quantities and are as accurate as is possible for SMH to provide at this time. Likewise, all System Details and Asset Information are indicative and are as accuarte/complete as SMH can provide currently.
System Details, Asset Information and Device/Associated Hardware Quantities will be validated and subject to re-measure as part of the Initial Full Detailed Systems Survey and Report or as part of initial routine maintenance by the successful tenderer.