## Boreholes
Project: Tinnahinch Weir & Fishpass
Ground Investigation Tinnahinch Weir & Fishpass Works - Exploratory Hole Schedule | [10 empty] | 14 |  | 42
Borehole Schedule | [6 empty] | Date: | 2026-06-26 |  | Pave Core | SPT's | Bilk BHs | BH SD's | U100 | Standing Time | Water ample | 0 | Reinstatelemnt
[10 empty] | 0 | 20 | 20 | 20 | 6 | 3 | 3 | 0 | 30 | 0 | 30 | 0
Exploratory Hole Reference No.** | Exploratory Hole Type | Anticipated Exploratory Hole Depth (m) | Land-Based/Marine | In situ Testing * | Sampling | Installations | Backfill | Co-ordinates (ITM) |  |  | 6 |  | 22
Chsel
[8 empty] | Easting | Northing | Pave Core | SPT's | Bilk BHs | BH SD's | U100 | Standing Time | Water ample |  | Reinstatelemnt |  | 0-10 | 2020-10-01
Boreholes
AY_BH 01 | BH | 10 | Land | SPT | As Per Specification Requirements | SPP | Reinstated as per Specification Requirements | 670935.468 | 642627.043 |  | 10 | 10 | 10 | 2 | 1 | 1 |  | 10 |  | 10 | 0
AY_BH 02 | BH | 10 | Land | SPT |  | SPP |  | 670960.957 | 642611.278 |  | 10 | 10 | 10 | 2 | 1 | 1 |  | 10 |  | 10 | 0
[11 empty] | 0 | 0 | 0 | 2 | 1 | 1 |  | 10 |  | 10 | 0
-
-
-
-
-
-
-
-
-
-
-
-
*Note: SPTs to be carried out at 1.0m BGL followed by 1.0m intervals thereafter.
**Note: BHs to be carried out as close to river bank as feasibly possible.
Notes / abbreviations:
BH = Borehole in soil, PC = Pavement Core, RC = Rotary core, BH/RC = Borehole extended in rock, CPT= Static Cone Penetration Test, TP = Trial Pit, SSL = Sediment Sample, TP_ENV = Environmental Trial Pit, PM = Pressuremeter / Dilatometer Tests, SPP = Standpipe Piezometer, HP= Hand Dug Pit, CH = Constant Head Test, VH = Variable Head Test, SPT = Standard Penetration Test, DT= Dissipation Test, DCP = Dynamic Cone Penetrometer Test.
All reinstatement of surfacing to be as per Specification requirements.
All boreholes to be Cable Percussion boreholes to depths stated in schedule. If rock is encountered, borehole is to be ceased and reinstated.

## Pits & Trenches
Project: Tinnahinch Weir & Fishpass
Ground Investigation Tinnahinch Weir & Fishpass Works - Exploratory Hole Schedule
Trial Pit and Plate Load Test Schedule | [6 empty] | Date: | 2026-06-26 |  | TPs | m3 | PLT | Large Bulks | SV | Sall Dist | Water ample | Reinstatelemnt
[10 empty] | 10 | 49.5 | 10 | 10 | 10 | 10 | 10 | 49.5
Exploratory Hole Reference No. | Exploratory Hole Type | Anticipated Exploratory Hole Depth (m) | Anticipated Exploratory Hole Length (m) | Anticipated Exploratory Hole Width (m) | In situ Testing* | Sampling | Backfill & Reinstatement | Co-ordinates (ITM)
Chsel
[8 empty] | Easting | Northing | TPs | m3 | PLT | Large Bulks | SV | Sall Dist | Water ample | Reinstatelemnt
Pits & Trenches
AY-TP 01 | TP | 2 | 1.5 | 1.5 | PLT* + DPSH | Bulk sample at 1.0m & 2.0m | As per EI Specification | 670673.166 | 642851.384 | 1 | 4.5 | 1 | 1 | 1 | 1 | 1 | 4.5
AY-TP 02 | TP | 2 | 1.5 | 1.5 | PLT + DPSH |  |  | 670706.428 | 642815.268 | 1 | 4.5 | 1 | 1 | 1 | 1 | 1 | 4.5
AY-TP 03 | TP | 2 | 1.5 | 1.5 | PLT + DPSH |  |  | 670740.201 | 642777.68 | 1 | 4.5 | 1 | 1 | 1 | 1 | 1 | 4.5
AY-TP 04 | TP | 2 | 1.5 | 1.5 | PLT + DPSH |  |  | 670776.136 | 642746.258 | 1 | 4.5 | 1 | 1 | 1 | 1 | 1 | 4.5
AY-TP 05 | TP | 2 | 1.5 | 1.5 | PLT + DPSH |  |  | 670812.426 | 642713.468 | 1 | 4.5 | 1 | 1 | 1 | 1 | 1 | 4.5
AY-TP 06 | TP | 2 | 1.5 | 1.5 | PLT + DPSH |  |  | 670850.543 | 642679.63 | 1 | 4.5 | 1 | 1 | 1 | 1 | 1 | 4.5
AY-TP 07 | TP | 2 | 1.5 | 1.5 | PLT + DPSH |  |  | 670890.248 | 642655.891 | 1 | 4.5 | 1 | 1 | 1 | 1 | 1 | 4.5
AY-TP 08 | TP | 2 | 1.5 | 1.5 | PLT + DPSH |  |  | 670928.474 | 642631.369 | 1 | 4.5 | 1 | 1 | 1 | 1 | 1 | 4.5
AY-TP 09** | TP | 3 | 1.5 | 1.5 | HV |  |  | 670950.819 | 642617.548 | 1 | 6.75 | 1 | 1 | 1 | 1 | 1 | 6.75
AY-TP 10** | TP | 3 | 1.5 | 1.5 | HV |  |  | 670976.591 | 642603.588 | 1 | 6.75 | 1 | 1 | 1 | 1 | 1 | 6.75
AY_GS01 | GS | 0.5 | - | - | Mackintosh Probe | 10-20kg grab samples to be taken between 0-0.5mBGL | - | 670949.86 | 642645.949
AY_GS02 | GS | 0.5 | - | - | Mackintosh Probe |  | - | 670977.5 | 642649.609
AY_GS03 | GS | 0.5 | - | - | Mackintosh Probe |  | - | 670986.13 | 642647.664
AY_GS04 | GS | 0.5 | - | - | Mackintosh Probe |  | - | 671000.775 | 642643.683
AY_GS05 | GS | 0.5 | - | - | Mackintosh Probe |  | - | 670960.97 | 642629.896
AY_GS06 | GS | 0.5 | - | - | Mackintosh Probe |  | - | 670977.77 | 642632.754
AY_GS07 | GS | 0.5 | - | - | Mackintosh Probe |  | - | 670980.27 | 642615.127
AY_GS08 | GS | 0.5 | - | - | Mackintosh Probe |  | - | 670996.021 | 642620.402
*Note: PLTs are to be carried out at 0.5m BGL. PLT shall consist of a Min 600mm diamter plate. DPSH to be carried out to 5m BGL or refusal.
**Note: AY-TP-09, 10 to be carried out as close to river bank as feasibly possible.
Shear vane tests to be carried out at 1.5m and 3.0m BGL for the designated TPs above.
10-20kg Grab Samples required to carry out PSDs where coarse granular material is obtained.
Environmental contamination tests to be carried out on AY-TP-09 to 10 and AY-GS-01 to 08. Please refer to Appendix F for details on requirements.
Notes / abbreviations:
BH = Borehole in soil, PC = Pavement Core, RC = Rotary core, BH/RC = Borehole extended in rock, CPT= Static Cone Penetration Test, TP = Trial Pit, SSL = Sediment Sample, TP_ENV = Environmental Trial Pit, PM = Pressuremeter / Dilatometer Tests, SPP = Standpipe Piezometer, HP= Hand Dug Pit, CH = Constant Head Test, VH = Variable Head Test, SPT = Standard Penetration Test, DT= Dissipation Test, DCP = Dynamic Cone Penetrometer Test, PLT = Plate Load Test, HV = Hand Vane Test, GS = Grab Sample
All reinstatement of surfacing to be as per Specification requirements.
[8 empty] | 578107.628 | 564693.508
[8 empty] | 578191.801 | 564636.296
[8 empty] | 578292.797 | 564655.074
[8 empty] | 577716.324 | 564788.263
[8 empty] | 577832.957 | 564800.949
[8 empty] | 578516.104 | 564579.454

## MASW Scanlines (hidden)
Garden Crescent Project, Yas Island, Zone K
Additional Ground Investigation Works - Prelim Exploratory Hole Schedule
Preliminary MASW Scanlines Schedule |  |  | Rev : 01 |  | 2014-07-07
Exploratory Hole Reference No. | Co-ordinates - Abu Dhabi Grid |  |  |  | Length (m)
| Start |  | End
| E | N | E | N
MASW Scanlines
GCK-MASW-001 | 254159.668 | 2711987.351 | 254180.667 | 2711891.923 | 97.711
GCK-MASW-002 | 254223.708 | 2711478.426 | 254182.72 | 2711442.642 | 54.411
GCK-MASW-003 | 254227.843 | 2711967.805 | 254242.226 | 2711855.706 | 113.018
GCK-MASW-004 | 254243.929 | 2711500.386 | 254277.929 | 2711530.089 | 45.147
GCK-MASW-005 | 254324.007 | 2711571.308 | 254440.583 | 2711674.702 | 155.822
GCK-MASW-006 | 254332.542 | 2711752.232 | 254469.196 | 2711680.268 | 154.445
GCK-MASW-007 | 254398.329 | 2711681.517 | 254550.246 | 2711500.605 | 236.236
GCK-MASW-008 | 254533.729 | 2711748.61 | 254590.538 | 2711799.354 | 76.173
GCK-MASW-009 | 254536.871 | 2711140.353 | 254557.904 | 2711040.947 | 101.607
GCK-MASW-010 | 254556.03 | 2711002.713 | 254580.856 | 2710800.001 | 204.227
GCK-MASW-011 | 254558.209 | 2711472.978 | 254605.685 | 2711425.074 | 67.445
GCK-MASW-012 | 254624.808 | 2711425.555 | 254709.845 | 2711325.102 | 131.613
GCK-MASW-013 | 254726.21 | 2711307.946 | 254808.994 | 2711195.967 | 139.257
GCK-MASW-014 | 254748.856 | 2711215.474 | 254787.524 | 2711171.403 | 58.63
GCK-MASW-015 | 254759.673 | 2711337.991 | 254754.214 | 2711250.532 | 87.629
GCK-MASW-016 | 254770.886 | 2711560.112 | 254759.58 | 2711368.315 | 192.13
GCK-MASW-017 | 254819.699 | 2710778.554 | 254847.481 | 2710799.059 | 34.53
GCK-MASW-018 | 254861.875 | 2711690.076 | 255012.906 | 2711557.737 | 200.808
GCK-MASW-019 | 254878.42 | 2710820.194 | 254906.202 | 2710840.068 | 34.159
GCK-MASW-020 | 254891.054 | 2711096.676 | 254943.346 | 2711060.328 | 63.684
GCK-MASW-021 | 254919.462 | 2710848.901 | 254975.026 | 2710889.911 | 69.059
GCK-MASW-022 | 254927.903 | 2710909.721 | 255015.896 | 2710814.288 | 129.808
GCK-MASW-023 | 254964.347 | 2711048.85 | 255016.24 | 2711011.813 | 63.754
GCK-MASW-024 | 254988.279 | 2710900.011 | 255004.529 | 2710912.053 | 20.226
GCK-MASW-025 | 255017.369 | 2710921.016 | 255074.546 | 2710960.968 | 69.753
GCK-MASW-026 | 255027.856 | 2710994.249 | 255073.311 | 2710964.071 | 54.561
GCK-MASW-027 | 255030.3 | 2710799.269 | 255091.391 | 2710731.562 | 91.194
GCK-MASW-028 | 255041.843 | 2711539.994 | 255100.111 | 2711494.568 | 73.884
GCK-MASW-029 | 255083.535 | 2711266.451 | 255010.592 | 2711256.369 | 73.636
GCK-MASW-030 | 255085.131 | 2710972.591 | 255151.007 | 2711019.865 | 81.082
GCK-MASW-031 | 255100.472 | 2710720.298 | 255151.514 | 2710667.732 | 73.27
GCK-MASW-032 | 255104.733 | 2710950.658 | 255142.562 | 2710924.138 | 46.199
GCK-MASW-033 | 255152.861 | 2710909.404 | 255237.029 | 2710848.851 | 103.687
GCK-MASW-034 | 255160.019 | 2710655.393 | 255209.808 | 2710602.201 | 72.858
GCK-MASW-035 | 255164.408 | 2711029.081 | 255261.122 | 2711098.232 | 118.892
GCK-MASW-036 | 255205.94 | 2711281.928 | 255103.513 | 2711268.932 | 103.248
GCK-MASW-037 | 255222.697 | 2710588.316 | 255254.637 | 2710552.333 | 48.114
GCK-MASW-038 | 255269.981 | 2710540.756 | 255390.312 | 2710408.486 | 178.816
GCK-MASW-039 | 255282.786 | 2710820.453 | 255327.152 | 2710789.036 | 54.364
GCK-MASW-040 | 255288.498 | 2711114.311 | 255363.179 | 2711168.505 | 92.273
GCK-MASW-041 | 255291.094 | 2711293.041 | 255255.302 | 2711288.641 | 36.062
GCK-MASW-042 | 255325.03 | 2710786.337 | 255402.382 | 2710771.496 | 78.762
GCK-MASW-043 | 255376.1 | 2711177.761 | 255398.478 | 2711194.058 | 27.683
GCK-MASW-044 | 255418.383 | 2710767.062 | 255552.742 | 2710741.077 | 136.848
GCK-MASW-045 | 255419.353 | 2711210.036 | 255442.237 | 2711225.954 | 27.875
GCK-MASW-046 | 255458.183 | 2711236.983 | 255527.168 | 2711287.436 | 85.466
GCK-MASW-047 | 255474.311 | 2711316.914 | 255379.605 | 2711304.815 | 95.476
GCK-MASW-048 | 255564.419 | 2711330.141 | 255499.395 | 2711321.694 | 65.57
GCK-MASW-049 | 255565.125 | 2710742.933 | 255600.417 | 2710736.128 | 35.943
GCK-MASW-050 | 255621.228 | 2710732.662 | 255647.542 | 2710700.8 | 41.324
GCK-MASW-051 | 255663.021 | 2710689.664 | 255699.552 | 2710649.759 | 54.101
GCK-MASW-052 | 255742.246 | 2710602.768 | 255802.911 | 2710537.488 | 89.116
GCK-MASW-053 | 255822.57 | 2710523.517 | 255858.132 | 2710479.817 | 56.341
GCK-MASW-054 | 255868.955 | 2710467.016 | 255887.95 | 2710446.27 | 28.129
GCK-MASW-055 | 255913.8 | 2710417.724 | 255933.016 | 2710396.977 | 28.279
GCK-MASW-056 | 255943.417 | 2710383.862 | 256005.926 | 2710319.195 | 89.94
BH = Borehole in soil, CBH = Borehole extended in rock, CPT= Static Cone Penetration Test, TP = Trial Pit, PM = Pressuremeter / Dilatometer Tests, SPP = Standpipe Piezometer
No. | CPT 34
BH 9
TP 4
Total | 47

## Pressuremeter (hidden)
Blanchardstown Regional Drainage Scheme
Supplementary Ground Investigation Works - Prelim Exploratory Hole Schedule
Preliminary High Pressure Dilatometer Schedule |  |  | Rev : 00 | 2016-01-04
Exploratory Hole Reference No. | Co-ordinates - Irish Grid |  | Exploratory Hole Type | Anticipated Exploratory Hole Depth (m)
| E | N
Pressuremeter / Dilatometer Tests
PM01 | TBC | TBC | PM | 30
PM02 | TBC | TBC | PM | 30
GCK-PM-011 | TBC | TBC | TBC | TBC
GCK-PM-012 | TBC | TBC | TBC | TBC
GCK-PM-013 | TBC | TBC | TBC | TBC
GCK-PM-014 | TBC | TBC | TBC | TBC
GCK-PM-015 | TBC | TBC | TBC | TBC
GCK-PM-016 | TBC | TBC | TBC | TBC
GCK-PM-017 | TBC | TBC | TBC | TBC
GCK-PM-018 | TBC | TBC | TBC | TBC
GCK-PM-019 | TBC | TBC | TBC | TBC
GCK-PM-020 | TBC | TBC | TBC | TBC
GCK-PM-021 | TBC | TBC | TBC | TBC
GCK-PM-022 | TBC | TBC | TBC | TBC
GCK-PM-023 | TBC | TBC | TBC | TBC
GCK-PM-024 | TBC | TBC | TBC | TBC
GCK-PM-025 | TBC | TBC | TBC | TBC
BH = Borehole in soil, CBH = Borehole extended in rock, CPT= Static Cone Penetration Test, TP = Trial Pit, PM = Pressuremeter / Dilatometer Tests, SPP = Standpipe Piezometer
No. | CPT 34
BH 9
TP 4
Total | 47

## All EH (hidden)
Exploatory Hole Reference No. | GCK-BH-001 | GCK-BH-002 | GCK-BH-003 | GCK-BH-004 | GCK-BH-005 | GCK-BH-006 | GCK-BH-007 | GCK-BH-008 | GCK-BH-009 | GCK-BH-010 | GCK-BH-011 | GCK-BH-012 | GCK-BH-013 | GCK-BH-014 | GCK-BH-015 | GCK-BH-016 | GCK-BH-017 | GCK-BH-018 | GCK-BH-019 | GCK-BH-020 | GCK-BH-021 | GCK-BH-022 | GCK-BH-023 | GCK-BH-024 | GCK-BH-025 | GCK-BH-026 | GCK-BH-027 | GCK-BH-028 | GCK-BH-029 | GCK-BH-030 | GCK-BH-031 | GCK-BH-032 | GCK-BH-033 | GCK-BH-034 | GCK-BH-035 | GCK-BH-036 | GCK-BH-037 | GCK-BH-038 | GCK-BH-039 | GCK-BH-040 | GCK-BH-041 | GCK-BH-042 | GCK-BH-043 | GCK-BH-044 | GCK-BH-045 | GCK-BH-046 | GCK-BH-047 | GCK-BH-048 | GCK-BH-049 | GCK-BH-050 | GCK-BH-051 | GCK-BH-052 | GCK-BH-053 | GCK-BH-054 | GCK-BH-055 | GCK-BH-056 | GCK-BH-057 | GCK-BH-058 | GCK-BH-059 | GCK-BH-060 | GCK-BH-061 | GCK-BH-062 | GCK-BH-063 | GCK-BH-064 | GCK-BH-065 | GCK-BH-066 | GCK-BH-067 | GCK-BH-068 | GCK-BH-069 | GCK-BH-070 | GCK-BH-071 | GCK-BH-072 | GCK-BH-073 | GCK-BH-074 | GCK-BH-075 | GCK-BH-076 | GCK-BH-077 | GCK-BH-078 | GCK-BH-079 | GCK-BH-080 | GCK-BH-081 | GCK-BH-082 | GCK-BH-083 | GCK-BH-084 | GCK-BH-085 | GCK-BH-086 | GCK-BH-087 | GCK-BH-088 | GCK-BH-089 | GCK-BH-090 | GCK-BH-091 | GCK-BH-092 | GCK-BH-093 | GCK-BH-094 | GCK-BH-095 | GCK-BH-096 | GCK-BH-097 | GCK-BH-098 | GCK-BH-099 | GCK-BH-100 | GCK-BH-101 | GCK-BH-102 | GCK-BH-103 | GCK-BH-104 | GCK-BH-105 | GCK-BH-106 | GCK-BH-107 | GCK-BH-108 | GCK-BH-109 | GCK-BH-110 | GCK-BH-111 | GCK-BH-112 | GCK-BH-113 | GCK-BH-114 | GCK-BH-115 | GCK-BH-116 | GCK-BH-117 | GCK-BH-118 | GCK-BH-119 | GCK-BH-120 | GCK-BH-121 | GCK-BH-122 | GCK-BH-123 | GCK-BH-124 | GCK-BH-125 | GCK-BH-126 | GCK-BH-127 | GCK-BH-128 | GCK-BH-129 | GCK-BH-130 | GCK-BH-131 | GCK-BH-132 | GCK-BH-133 | GCK-BH-134 | GCK-BH-135 | GCK-BH-136 | GCK-BH-137 | GCK-BH-138 | GCK-BH-139 | GCK-BH-140 | GCK-BH-141 | GCK-BH-142 | GCK-BH-143 | GCK-BH-144 | GCK-BH-145 | GCK-BH-146 | GCK-BH-147 | GCK-BH-148 | GCK-BH-149 | GCK-BH-150 | GCK-BH-151 | GCK-BH-152 | GCK-BH-153 | GCK-BH-154 | GCK-BH-155 | GCK-BH-156 | GCK-BH-157 | GCK-BH-158 | GCK-BH-159 | GCK-BH-160 | GCK-BH-161 | GCK-BH-162 | GCK-BH-163 | GCK-BH-164 | GCK-BH-165 | GCK-BH-166 | GCK-BH-167 | GCK-BH-168 | GCK-BH-169 | GCK-BH-170 | GCK-BH-171 | GCK-BH-172 | GCK-BH-173 | GCK-BH-174 | GCK-BH-175 | GCK-BH-176 | GCK-BH-177 | GCK-BH-178 | GCK-BH-179 | GCK-BH-180 | GCK-BH-181 | GCK-BH-182 | GCK-BH-183 | GCK-BH-184 | GCK-BH-185 | GCK-BH-186 | GCK-BH-187 | GCK-BH-188 | GCK-BH-189 | GCK-BH-190 | GCK-BH-191 | GCK-BH-192 | GCK-BH-193 | GCK-BH-194 | GCK-BH-195 | GCK-BH-196 | GCK-BH-197 | GCK-BH-198 | GCK-BH-199 | GCK-BH-200 | GCK-BH-201 | GCK-BH-202 | GCK-BH-203 | GCK-BH-204 | GCK-BH-205 | GCK-BH-206 | GCK-BH-207 | GCK-BH-208 | GCK-BH-209 | GCK-BH-210 | GCK-BH-211 | GCK-BH-212 | GCK-BH-213 | GCK-BH-214 | GCK-BH-215 | GCK-BH-216 | GCK-BH-217 | GCK-BH-218 | GCK-BH-219 | GCK-BH-220 | GCK-BH-221 | GCK-BH-222 | GCK-BH-223 | GCK-BH-224 | GCK-BH-225 | GCK-BH-226 | GCK-BH-227 | GCK-BH-228 | GCK-BH-229 | GCK-BH-230 | GCK-BH-231 | GCK-BH-232 | GCK-BH-233 | GCK-BH-234 | GCK-BH-235 | GCK-BH-236 | GCK-BH-237 | GCK-BH-238 | GCK-BH-239 | GCK-BH-240 | GCK-BH-241 | GCK-BH-242 | GCK-BH-243 | GCK-BH-244 | GCK-BH-245 | GCK-BH-246 | GCK-BH-247 | GCK-BH-248 | GCK-BH-249 | GCK-BH-250 | GCK-BH-251 | GCK-BH-252 | GCK-BH-253 | GCK-BH-254 | GCK-BH-255 | GCK-BH-256 | GCK-BH-257 | GCK-BH-258 | GCK-BH-259 | GCK-BH-260 | GCK-BH-261 | GCK-BH-262 | GCK-BH-263 | GCK-CPT-001 | GCK-CPT-002 | GCK-CPT-003 | GCK-CPT-004 | GCK-CPT-005 | GCK-CPT-006 | GCK-CPT-007 | GCK-CPT-008 | GCK-CPT-009 | GCK-CPT-010 | GCK-CPT-011 | GCK-CPT-012 | GCK-CPT-013 | GCK-CPT-014 | GCK-CPT-015 | GCK-CPT-016 | GCK-CPT-017 | GCK-CPT-018 | GCK-CPT-019 | GCK-CPT-020 | GCK-CPT-021 | GCK-CPT-022 | GCK-CPT-023 | GCK-CPT-024 | GCK-CPT-025 | GCK-CPT-026 | GCK-CPT-027 | GCK-CPT-028 | GCK-CPT-029 | GCK-CPT-030 | GCK-CPT-031 | GCK-CPT-032 | GCK-CPT-033 | GCK-CPT-034 | GCK-CPT-035 | GCK-CPT-036 | GCK-CPT-037 | GCK-CPT-038 | GCK-CPT-039 | GCK-CPT-040 | GCK-CPT-041 | GCK-CPT-042 | GCK-CPT-043 | GCK-CPT-044 | GCK-CPT-045 | GCK-CPT-046 | GCK-CPT-047 | GCK-CPT-048 | GCK-CPT-049 | GCK-CPT-050 | GCK-CPT-051 | GCK-CPT-052 | GCK-CPT-053 | GCK-CPT-054 | GCK-CPT-055 | GCK-CPT-056 | GCK-CPT-057 | GCK-CPT-058 | GCK-CPT-059 | GCK-CPT-060 | GCK-CPT-061 | GCK-CPT-062 | GCK-CPT-063 | GCK-CPT-064 | GCK-CPT-065 | GCK-CPT-066 | GCK-CPT-067 | GCK-CPT-068 | GCK-CPT-069 | GCK-CPT-070 | GCK-CPT-071 | GCK-CPT-072 | GCK-CPT-073 | GCK-CPT-074 | GCK-CPT-075 | GCK-CPT-076 | GCK-CPT-077 | GCK-CPT-078 | GCK-CPT-079 | GCK-CPT-080 | GCK-CPT-081 | GCK-CPT-082 | GCK-CPT-083 | GCK-CPT-084 | GCK-CPT-085 | GCK-CPT-086 | GCK-CPT-087 | GCK-CPT-088 | GCK-CPT-089 | GCK-CPT-090 | GCK-CPT-091 | GCK-CPT-092 | GCK-CPT-093 | GCK-CPT-094 | GCK-CPT-095 | GCK-CPT-096 | GCK-CPT-097 | GCK-CPT-098 | GCK-CPT-099 | GCK-CPT-100 | GCK-CPT-101 | GCK-CPT-102 | GCK-CPT-103 | GCK-CPT-104 | GCK-CPT-105 | GCK-CPT-106 | GCK-CPT-107 | GCK-CPT-108 | GCK-CPT-109 | GCK-CPT-110 | GCK-CPT-111 | GCK-CPT-112 | GCK-CPT-113 | GCK-CPT-114 | GCK-CPT-115 | GCK-CPT-116 | GCK-CPT-117 | GCK-CPT-118 | GCK-CPT-119 | GCK-CPT-120 | GCK-CPT-121 | GCK-CPT-122 | GCK-CPT-123 | GCK-CPT-124 | GCK-CPT-125 | GCK-CPT-126 | GCK-CPT-127 | GCK-CPT-128 | GCK-CPT-129 | GCK-CPT-130 | GCK-CPT-131 | GCK-CPT-132 | GCK-CPT-133 | GCK-CPT-134 | GCK-CPT-135 | GCK-CPT-136 | GCK-CPT-137 | GCK-CPT-138 | GCK-CPT-139 | GCK-CPT-140 | GCK-CPT-141 | GCK-CPT-142 | GCK-CPT-143 | GCK-CPT-144 | GCK-CPT-145 | GCK-CPT-146 | GCK-CPT-147 | GCK-CPT-148 | GCK-CPT-149 | GCK-CPT-150 | GCK-CPT-151 | GCK-CPT-152 | GCK-CPT-153 | GCK-CPT-154 | GCK-CPT-155 | GCK-CPT-156 | GCK-CPT-157 | GCK-CPT-158 | GCK-CPT-159 | GCK-CPT-160 | GCK-CPT-161 | GCK-CPT-162 | GCK-CPT-163 | GCK-CPT-164 | GCK-CPT-165 | GCK-CPT-166 | GCK-CPT-167 | GCK-CPT-168 | GCK-CPT-169 | GCK-CPT-170 | GCK-CPT-171 | GCK-CPT-172 | GCK-CPT-173 | GCK-CPT-174 | GCK-CPT-175 | GCK-CPT-176 | GCK-CPT-177 | GCK-CPT-178 | GCK-CPT-179 | GCK-CPT-180 | GCK-CPT-181 | GCK-CPT-182 | GCK-CPT-183 | GCK-CPT-184 | GCK-CPT-185 | GCK-CPT-186 | GCK-CPT-187 | GCK-CPT-188 | GCK-CPT-189 | GCK-CPT-190 | GCK-CPT-191 | GCK-CPT-192 | GCK-CPT-193 | GCK-CPT-194 | GCK-CPT-195 | GCK-CPT-196 | GCK-CPT-197 | GCK-CPT-198 | GCK-CPT-199 | GCK-CPT-200 | GCK-CPT-201 | GCK-CPT-202 | GCK-CPT-203 | GCK-CPT-204 | GCK-CPT-205 | GCK-CPT-206 | GCK-CPT-207 | GCK-CPT-208 | GCK-CPT-209 | GCK-CPT-210 | GCK-CPT-211 | GCK-CPT-212 | GCK-CPT-213 | GCK-CPT-214 | GCK-CPT-215 | GCK-CPT-216 | GCK-CPT-217 | GCK-CPT-218 | GCK-CPT-219 | GCK-CPT-220 | GCK-CPT-221 | GCK-CPT-222 | GCK-CPT-223 | GCK-CPT-224 | GCK-CPT-225 | GCK-CPT-226 | GCK-CPT-227 | GCK-CPT-228 | GCK-CPT-229 | GCK-CPT-230 | GCK-CPT-231 | GCK-CPT-232 | GCK-CPT-233 | GCK-CPT-234 | GCK-CPT-235 | GCK-CPT-236 | GCK-CPT-237 | GCK-CPT-238 | GCK-CPT-239 | GCK-CPT-240 | GCK-CPT-241 | GCK-CPT-242 | GCK-CPT-243 | GCK-CPT-244 | GCK-CPT-245 | GCK-CPT-246 | GCK-CPT-247 | GCK-CPT-248 | GCK-CPT-249 | GCK-CPT-250 | GCK-CPT-251 | GCK-CPT-252 | GCK-CPT-253 | GCK-CPT-254 | GCK-CPT-255 | GCK-CPT-256 | GCK-CPT-257 | GCK-CPT-258 | GCK-CPT-259 | GCK-CPT-260 | GCK-CPT-261 | GCK-CPT-262 | GCK-CPT-263 | GCK-CPT-264 | GCK-CPT-265 | GCK-CPT-266 | GCK-CPT-267 | GCK-CPT-268 | GCK-CPT-269 | GCK-CPT-270 | GCK-CPT-271 | GCK-CPT-272 | GCK-CPT-273 | GCK-CPT-274 | GCK-CPT-275 | GCK-CPT-276 | GCK-CPT-277 | GCK-CPT-278 | GCK-CPT-279 | GCK-CPT-280 | GCK-CPT-281 | GCK-CPT-282 | GCK-CPT-283 | GCK-CPT-284 | GCK-CPT-285 | GCK-CPT-286 | GCK-CPT-287 | GCK-CPT-288 | GCK-CPT-289 | GCK-CPT-290 | GCK-CPT-291 | GCK-CPT-292 | GCK-CPT-293 | GCK-CPT-294 | GCK-CPT-295 | GCK-CPT-296 | GCK-CPT-297 | GCK-CPT-298 | GCK-CPT-299 | GCK-CPT-300 | GCK-CPT-301 | GCK-CPT-302 | GCK-CPT-303 | GCK-CPT-304 | GCK-CPT-305 | GCK-CPT-306 | GCK-CPT-307 | GCK-CPT-308 | GCK-CPT-309 | GCK-CPT-310 | GCK-CPT-311 | GCK-CPT-312 | GCK-CPT-313 | GCK-CPT-314 | GCK-CPT-315 | GCK-CPT-316 | GCK-CPT-317 | GCK-CPT-318 | GCK-CPT-319 | GCK-CPT-320 | GCK-CPT-321 | GCK-CPT-322 | GCK-CPT-323 | GCK-CPT-324 | GCK-CPT-325 | GCK-CPT-326 | GCK-CPT-327 | GCK-CPT-328 | GCK-CPT-329 | GCK-CPT-330 | GCK-CPT-331 | GCK-CPT-332 | GCK-CPT-333 | GCK-CPT-334 | GCK-CPT-335 | GCK-CPT-336 | GCK-CPT-337 | GCK-CPT-338 | GCK-CPT-339 | GCK-CPT-340 | GCK-CPT-341 | GCK-CPT-342 | GCK-CPT-343 | GCK-CPT-344 | GCK-CPT-345 | GCK-CPT-346 | GCK-CPT-347 | GCK-CPT-348 | GCK-CPT-349 | GCK-CPT-350 | GCK-CPT-351 | GCK-CPT-352 | GCK-CPT-353 | GCK-CPT-354 | GCK-CPT-355 | GCK-CPT-356 | GCK-CPT-357 | GCK-CPT-358 | GCK-CPT-359 | GCK-CPT-360 | GCK-CPT-361 | GCK-CPT-362 | GCK-CPT-363 | GCK-CPT-364 | GCK-CPT-365 | GCK-CPT-366 | GCK-CPT-367 | GCK-CPT-368 | GCK-CPT-369 | GCK-CPT-370 | GCK-CPT-371 | GCK-CPT-372 | GCK-CPT-373 | GCK-CPT-374 | GCK-CPT-375 | GCK-CPT-376 | GCK-CPT-377 | GCK-CPT-378 | GCK-CPT-379 | GCK-CPT-380 | GCK-CPT-381 | GCK-CPT-382 | GCK-CPT-383 | GCK-CPT-384 | GCK-CPT-385 | GCK-CPT-386 | GCK-CPT-387 | GCK-CPT-388 | GCK-CPT-389 | GCK-CPT-390 | GCK-CPT-391 | GCK-CPT-392 | GCK-CPT-393 | GCK-CPT-394 | GCK-CPT-395 | GCK-CPT-396 | GCK-CPT-397 | GCK-CPT-398 | GCK-CPT-399 | GCK-CPT-400 | GCK-CPT-401 | GCK-CPT-402 | GCK-CPT-403 | GCK-CPT-404 | GCK-CPT-405 | GCK-CPT-406 | GCK-CPT-407 | GCK-CPT-408 | GCK-CPT-409 | GCK-CPT-410 | GCK-CPT-411 | GCK-CPT-412 | GCK-CPT-413 | GCK-CPT-414 | GCK-CPT-415 | GCK-CPT-416 | GCK-CPT-417 | GCK-CPT-418 | GCK-CPT-419 | GCK-CPT-420 | GCK-CPT-421 | GCK-CPT-422 | GCK-CPT-423 | GCK-CPT-424 | GCK-CPT-425 | GCK-CPT-426 | GCK-CPT-427 | GCK-CPT-428 | GCK-CPT-429 | GCK-CPT-430 | GCK-CPT-431 | GCK-CPT-432 | GCK-CPT-433 | GCK-CPT-434 | GCK-CPT-435 | GCK-CPT-436 | GCK-CPT-437 | GCK-CPT-438 | GCK-CPT-439 | GCK-CPT-440 | GCK-CPT-441 | GCK-CPT-442 | GCK-CPT-443 | GCK-CPT-444 | GCK-CPT-445 | GCK-CPT-446 | GCK-CPT-447 | GCK-CPT-448 | GCK-CPT-449 | GCK-CPT-450 | GCK-CPT-451 | GCK-CPT-452 | GCK-CPT-453 | GCK-CPT-454 | GCK-CPT-455 | GCK-CPT-456 | GCK-CPT-457 | GCK-CPT-458 | GCK-CPT-459 | GCK-CPT-460 | GCK-CPT-461 | GCK-CPT-462 | GCK-CPT-463 | GCK-CPT-464 | GCK-CPT-465 | GCK-CPT-466 | GCK-CPT-467 | GCK-CPT-468 | GCK-CPT-469 | GCK-CPT-470 | GCK-CPT-471 | GCK-CPT-472 | GCK-CPT-473 | GCK-CPT-474 | GCK-CPT-475 | GCK-CPT-476 | GCK-CPT-477 | GCK-CPT-478 | GCK-CPT-479 | GCK-CPT-480 | GCK-CPT-481 | GCK-CPT-482 | GCK-CPT-483 | GCK-CPT-484 | GCK-CPT-485 | GCK-CPT-486 | GCK-CPT-487 | GCK-CPT-488 | GCK-CPT-489 | GCK-CPT-490 | GCK-CPT-491 | GCK-CPT-492 | GCK-CPT-493 | GCK-CPT-494 | GCK-CPT-495 | GCK-CPT-496 | GCK-CPT-497 | GCK-CPT-498 | GCK-CPT-499 | GCK-CPT-500 | GCK-CPT-501 | GCK-CPT-502 | GCK-CPT-503 | GCK-TP-001 | GCK-TP-002 | GCK-TP-003 | GCK-TP-004 | GCK-TP-005 | GCK-TP-006 | GCK-TP-007 | GCK-TP-008 | GCK-TP-009 | GCK-TP-010 | GCK-TP-011 | GCK-TP-012 | GCK-TP-013 | GCK-TP-014 | GCK-TP-015 | GCK-TP-016 | GCK-TP-017 | GCK-TP-018 | GCK-TP-019 | GCK-TP-020 | GCK-TP-021 | GCK-TP-022 | GCK-TP-023 | GCK-TP-024 | GCK-TP-025 | GCK-TP-026 | GCK-TP-027 | GCK-TP-028 | GCK-TP-029 | GCK-TP-030 | GCK-TP-031 | GCK-TP-032 | GCK-TP-033 | GCK-TP-034 | GCK-TP-035 | GCK-TP-036 | GCK-TP-037 | GCK-TP-038 | GCK-TP-039 | GCK-TP-040 | GCK-TP-041 | GCK-TP-042 | GCK-TP-043 | GCK-TP-044 | GCK-TP-045 | GCK-TP-046 | GCK-TP-047 | GCK-TP-048 | GCK-TP-049 | GCK-TP-050 | GCK-TP-051 | GCK-TP-052 | GCK-TP-053 | GCK-TP-054 | GCK-TP-055 | GCK-TP-056 | GCK-TP-057 | GCK-TP-058 | GCK-TP-059 | GCK-TP-060 | GCK-TP-061 | GCK-TP-062 | GCK-TP-063 | GCK-TP-064 | GCK-TP-065 | GCK-TP-066 | GCK-TP-067 | GCK-TP-068 | GCK-TP-069 | GCK-TP-070 | GCK-TP-071 | GCK-TP-072 | GCK-TP-073 | GCK-TP-074 | GCK-TP-075 | GCK-TP-076 | GCK-TP-077 | GCK-TP-078 | GCK-TP-079 | GCK-TP-080 | GCK-TP-081 | GCK-TP-082 | GCK-TP-083 | GCK-TP-084 | GCK-TP-085 | GCK-TP-086 | GCK-TP-087 | GCK-TP-088 | GCK-TP-089 | GCK-TP-090 | GCK-TP-091 | GCK-TP-092 | GCK-TP-093 | GCK-TP-094 | GCK-TP-095 | GCK-TP-096 | GCK-TP-097 | GCK-TP-098 | GCK-TP-099 | GCK-TP-100 | GCK-TP-101 | GCK-TP-102 | GCK-TP-103 | GCK-TP-104 | GCK-TP-105 | GCK-TP-106 | GCK-TP-107 | GCK-TP-108 | GCK-TP-109 | GCK-TP-110 | GCK-TP-111 | GCK-MASW-001 | GCK-MASW-002 | GCK-MASW-003 | GCK-MASW-004 | GCK-MASW-005 | GCK-MASW-006 | GCK-MASW-007 | GCK-MASW-008 | GCK-MASW-009 | GCK-MASW-010 | GCK-MASW-011 | GCK-MASW-012 | GCK-MASW-013 | GCK-MASW-014 | GCK-MASW-015 | GCK-MASW-016 | GCK-MASW-017 | GCK-MASW-018 | GCK-MASW-019 | GCK-MASW-020 | GCK-MASW-021 | GCK-MASW-022 | GCK-MASW-023 | GCK-MASW-024 | GCK-MASW-025 | GCK-MASW-026 | GCK-MASW-027 | GCK-MASW-028 | GCK-MASW-029 | GCK-MASW-030 | GCK-MASW-031 | GCK-MASW-032 | GCK-MASW-033 | GCK-MASW-034 | GCK-MASW-035 | GCK-MASW-036 | GCK-MASW-037 | GCK-MASW-038 | GCK-MASW-039 | GCK-MASW-040 | GCK-MASW-041 | GCK-MASW-042 | GCK-MASW-043 | GCK-MASW-044 | GCK-MASW-045 | GCK-MASW-046 | GCK-MASW-047 | GCK-MASW-048 | GCK-MASW-049 | GCK-MASW-050 | GCK-MASW-051 | GCK-MASW-052 | GCK-MASW-053 | GCK-MASW-054 | GCK-MASW-055 | GCK-MASW-056
Exploratory Hole Type | CP | CP | CP | CP | CP | CP | CP | CP | CP | CP | CP | CP | CP | CP | CP | CP | CP | CP | CP | CP | CP | CP | CP | CP | CP | CP | CP | CP | CP | CP | CP | CP | CP | CP | CP | CP | CP | CP | CP | CP | CP | CP | CP | CP | CP | CP | CP | CP | CP | CP | CP | CP | CP | CP | CP | CP | CP | CP | CP | CP | CP | CP | CP | CP | CP | CP | CP | CP | CP | CP | CP | CP | CP | CP | CP | CP | CP | CP | CP | CP | CP | CP | CP | CP | CP | CP | CP | CP | CP | CP | CP | CP | CP | CP | CP | CP | CP | CP | CP | CP | CP | CP | CP | CP | CP | CP | CP | CP | CP | CP | CP | CP | CP | CP | CP | CP | CP | CP | CP | CP | CP | CP | CP | CP | CP | CP | CP | CP | CP | CP | CP | CP | CP | CP | CP | CP | CP | CP | CP | CP | CP | CP | CP | CP | CP | CP | CP | CP | CP | CP | CP | CP | CP | CP | CP | CP | CP | CP | CP | CP | CP | CP | CP | CP | CP | CP | CP | CP | CP | CP | CP | CP | CP | CP | CP | CP | CP | CP | CP | CP | CP | CP | CP | CP | CP | CP | CP | CP | CP | CP | CP | CP | CP | CP | CP | CP | CP | CP | CP | CP | CP | CP | CP | CP | CP | CP | CP | CP | CP | CP | CP | CP | CP | CP | CP | CP | CP | CP | CP | CP | CP | CP | CP | CP | CP | CP | CP | CP | CP | CP | CP | CP | CP | CP | CP | CP | CP | CP | CP | CP | CP | CP | CP | CP | CP | CP | CP | CP | CP | CP | CP | CP | CP | CP | CP | CP | CP | CP | CP | CP | CP | CP | CP | CPT | CPT | CPT | CPT | CPT | CPT | CPT | CPT | CPT | CPT | CPT | CPT | CPT | CPT | CPT | CPT | CPT | CPT | CPT | CPT | CPT | CPT | CPT | CPT | CPT | CPT | CPT | CPT | CPT | CPT | CPT | CPT | CPT | CPT | CPT | CPT | CPT | CPT | CPT | CPT | CPT | CPT | CPT | CPT | CPT | CPT | CPT | CPT | CPT | CPT | CPT | CPT | CPT | CPT | CPT | CPT | CPT | CPT | CPT | CPT | CPT | CPT | CPT | CPT | CPT | CPT | CPT | CPT | CPT | CPT | CPT | CPT | CPT | CPT | CPT | CPT | CPT | CPT | CPT | CPT | CPT | CPT | CPT | CPT | CPT | CPT | CPT | CPT | CPT | CPT | CPT | CPT | CPT | CPT | CPT | CPT | CPT | CPT | CPT | CPT | CPT | CPT | CPT | CPT | CPT | CPT | CPT | CPT | CPT | CPT | CPT | CPT | CPT | CPT | CPT | CPT | CPT | CPT | CPT | CPT | CPT | CPT | CPT | CPT | CPT | CPT | CPT | CPT | CPT | CPT | CPT | CPT | CPT | CPT | CPT | CPT | CPT | CPT | CPT | CPT | CPT | CPT | CPT | CPT | CPT | CPT | CPT | CPT | CPT | CPT | CPT | CPT | CPT | CPT | CPT | CPT | CPT | CPT | CPT | CPT | CPT | CPT | CPT | CPT | CPT | CPT | CPT | CPT | CPT | CPT | CPT | CPT | CPT | CPT | CPT | CPT | CPT | CPT | CPT | CPT | CPT | CPT | CPT | CPT | CPT | CPT | CPT | CPT | CPT | CPT | CPT | CPT | CPT | CPT | CPT | CPT | CPT | CPT | CPT | CPT | CPT | CPT | CPT | CPT | CPT | CPT | CPT | CPT | CPT | CPT | CPT | CPT | CPT | CPT | CPT | CPT | CPT | CPT | CPT | CPT | CPT | CPT | CPT | CPT | CPT | CPT | CPT | CPT | CPT | CPT | CPT | CPT | CPT | CPT | CPT | CPT | CPT | CPT | CPT | CPT | CPT | CPT | CPT | CPT | CPT | CPT | CPT | CPT | CPT | CPT | CPT | CPT | CPT | CPT | CPT | CPT | CPT | CPT | CPT | CPT | CPT | CPT | CPT | CPT | CPT | CPT | CPT | CPT | CPT | CPT | CPT | CPT | CPT | CPT | CPT | CPT | CPT | CPT | CPT | CPT | CPT | CPT | CPT | CPT | CPT | CPT | CPT | CPT | CPT | CPT | CPT | CPT | CPT | CPT | CPT | CPT | CPT | CPT | CPT | CPT | CPT | CPT | CPT | CPT | CPT | CPT | CPT | CPT | CPT | CPT | CPT | CPT | CPT | CPT | CPT | CPT | CPT | CPT | CPT | CPT | CPT | CPT | CPT | CPT | CPT | CPT | CPT | CPT | CPT | CPT | CPT | CPT | CPT | CPT | CPT | CPT | CPT | CPT | CPT | CPT | CPT | CPT | CPT | CPT | CPT | CPT | CPT | CPT | CPT | CPT | CPT | CPT | CPT | CPT | CPT | CPT | CPT | CPT | CPT | CPT | CPT | CPT | CPT | CPT | CPT | CPT | CPT | CPT | CPT | CPT | CPT | CPT | CPT | CPT | CPT | CPT | CPT | CPT | CPT | CPT | CPT | CPT | CPT | CPT | CPT | CPT | CPT | CPT | CPT | CPT | CPT | CPT | CPT | CPT | CPT | CPT | CPT | CPT | CPT | CPT | CPT | CPT | CPT | CPT | CPT | CPT | CPT | CPT | CPT | CPT | CPT | CPT | CPT | CPT | CPT | CPT | CPT | CPT | CPT | CPT | CPT | CPT | CPT | CPT | CPT | CPT | CPT | CPT | CPT | CPT | CPT | CPT | CPT | CPT | CPT | CPT | CPT | CPT | CPT | CPT | CPT | CPT | CPT | CPT | CPT | CPT | CPT | CPT | CPT | CPT | CPT | CPT | CPT | CPT | CPT | CPT | CPT | CPT | CPT | CPT | CPT | CPT | CPT | CPT | CPT | CPT | CPT | CPT | CPT | CPT | CPT | CPT | CPT | CPT | CPT | CPT | CPT | CPT | CPT | CPT | CPT | CPT | CPT | CPT | CPT | CPT | CPT | CPT | CPT | CPT | CPT | CPT | CPT | CPT | CPT | CPT | CPT | CPT | CPT | CPT | CPT | CPT | CPT | TP | TP | TP | TP | TP | TP | TP | TP | TP | TP | TP | TP | TP | TP | TP | TP | TP | TP | TP | TP | TP | TP | TP | TP | TP | TP | TP | TP | TP | TP | TP | TP | TP | TP | TP | TP | TP | TP | TP | TP | TP | TP | TP | TP | TP | TP | TP | TP | TP | TP | TP | TP | TP | TP | TP | TP | TP | TP | TP | TP | TP | TP | TP | TP | TP | TP | TP | TP | TP | TP | TP | TP | TP | TP | TP | TP | TP | TP | TP | TP | TP | TP | TP | TP | TP | TP | TP | TP | TP | TP | TP | TP | TP | TP | TP | TP | TP | TP | TP | TP | TP | TP | TP | TP | TP | TP | TP | TP | TP | TP | TP | MASW | MASW | MASW | MASW | MASW | MASW | MASW | MASW | MASW | MASW | MASW | MASW | MASW | MASW | MASW | MASW | MASW | MASW | MASW | MASW | MASW | MASW | MASW | MASW | MASW | MASW | MASW | MASW | MASW | MASW | MASW | MASW | MASW | MASW | MASW | MASW | MASW | MASW | MASW | MASW | MASW | MASW | MASW | MASW | MASW | MASW | MASW | MASW | MASW | MASW | MASW | MASW | MASW | MASW | MASW | MASW
Anticipated Exploratory Hole Depth (m) | 20 | 20 | 20 | 20 | 20 | 20 | 20 | 20 | 20 | 20 | 20 | 20 | 20 | 20 | 20 | 20 | 20 | 20 | 20 | 20 | 20 | 20 | 20 | 20 | 20 | 20 | 20 | 20 | 20 | 20 | 20 | 20 | 20 | 20 | 20 | 20 | 20 | 20 | 20 | 20 | 20 | 20 | 20 | 20 | 20 | 20 | 20 | 20 | 20 | 20 | 20 | 20 | 20 | 20 | 20 | 20 | 20 | 20 | 20 | 20 | 20 | 20 | 20 | 20 | 20 | 20 | 20 | 20 | 20 | 20 | 20 | 20 | 20 | 20 | 20 | 20 | 20 | 20 | 20 | 20 | 20 | 20 | 20 | 20 | 20 | 20 | 20 | 20 | 20 | 20 | 20 | 20 | 20 | 20 | 20 | 20 | 20 | 20 | 20 | 20 | 20 | 20 | 20 | 20 | 20 | 20 | 20 | 20 | 20 | 20 | 20 | 20 | 20 | 20 | 20 | 20 | 20 | 20 | 20 | 20 | 20 | 20 | 20 | 20 | 20 | 20 | 20 | 20 | 20 | 20 | 20 | 20 | 20 | 20 | 20 | 20 | 20 | 20 | 20 | 20 | 20 | 20 | 20 | 20 | 20 | 20 | 20 | 20 | 20 | 20 | 20 | 20 | 20 | 20 | 20 | 20 | 20 | 20 | 20 | 20 | 20 | 20 | 20 | 20 | 20 | 20 | 20 | 20 | 20 | 20 | 20 | 20 | 20 | 20 | 20 | 20 | 20 | 20 | 20 | 20 | 20 | 20 | 20 | 20 | 20 | 20 | 20 | 20 | 20 | 20 | 20 | 20 | 20 | 20 | 20 | 20 | 20 | 20 | 20 | 20 | 20 | 20 | 20 | 20 | 20 | 20 | 20 | 20 | 20 | 20 | 20 | 20 | 20 | 20 | 20 | 20 | 20 | 20 | 20 | 20 | 20 | 20 | 20 | 20 | 20 | 20 | 20 | 20 | 20 | 20 | 20 | 20 | 20 | 20 | 20 | 20 | 20 | 20 | 20 | 20 | 20 | 20 | 20 | 20 | 20 | 20 | 20 | 20 | 20 | 20 | 20 | 20 | 20 | 20 | 20 | 20 | 20 | 20 | 20 | 20 | 20 | 20 | 20 | 20 | 20 | 20 | 20 | 20 | 20 | 20 | 20 | 20 | 20 | 20 | 20 | 20 | 20 | 20 | 20 | 20 | 20 | 20 | 20 | 20 | 20 | 20 | 20 | 20 | 20 | 20 | 20 | 20 | 20 | 20 | 20 | 20 | 20 | 20 | 20 | 20 | 20 | 20 | 20 | 20 | 20 | 20 | 20 | 20 | 20 | 20 | 20 | 20 | 20 | 20 | 20 | 20 | 20 | 20 | 20 | 20 | 20 | 20 | 20 | 20 | 20 | 20 | 20 | 20 | 20 | 20 | 20 | 20 | 20 | 20 | 20 | 20 | 20 | 20 | 20 | 20 | 20 | 20 | 20 | 20 | 20 | 20 | 20 | 20 | 20 | 20 | 20 | 20 | 20 | 20 | 20 | 20 | 20 | 20 | 20 | 20 | 20 | 20 | 20 | 20 | 20 | 20 | 20 | 20 | 20 | 20 | 20 | 20 | 20 | 20 | 20 | 20 | 20 | 20 | 20 | 20 | 20 | 20 | 20 | 20 | 20 | 20 | 20 | 20 | 20 | 20 | 20 | 20 | 20 | 20 | 20 | 20 | 20 | 20 | 20 | 20 | 20 | 20 | 20 | 20 | 20 | 20 | 20 | 20 | 20 | 20 | 20 | 20 | 20 | 20 | 20 | 20 | 20 | 20 | 20 | 20 | 20 | 20 | 20 | 20 | 20 | 20 | 20 | 20 | 20 | 20 | 20 | 20 | 20 | 20 | 20 | 20 | 20 | 20 | 20 | 20 | 20 | 20 | 20 | 20 | 20 | 20 | 20 | 20 | 20 | 20 | 20 | 20 | 20 | 20 | 20 | 20 | 20 | 20 | 20 | 20 | 20 | 20 | 20 | 20 | 20 | 20 | 20 | 20 | 20 | 20 | 20 | 20 | 20 | 20 | 20 | 20 | 20 | 20 | 20 | 20 | 20 | 20 | 20 | 20 | 20 | 20 | 20 | 20 | 20 | 20 | 20 | 20 | 20 | 20 | 20 | 20 | 20 | 20 | 20 | 20 | 20 | 20 | 20 | 20 | 20 | 20 | 20 | 20 | 20 | 20 | 20 | 20 | 20 | 20 | 20 | 20 | 20 | 20 | 20 | 20 | 20 | 20 | 20 | 20 | 20 | 20 | 20 | 20 | 20 | 20 | 20 | 20 | 20 | 20 | 20 | 20 | 20 | 20 | 20 | 20 | 20 | 20 | 20 | 20 | 20 | 20 | 20 | 20 | 20 | 20 | 20 | 20 | 20 | 20 | 20 | 20 | 20 | 20 | 20 | 20 | 20 | 20 | 20 | 20 | 20 | 20 | 20 | 20 | 20 | 20 | 20 | 20 | 20 | 20 | 20 | 20 | 20 | 20 | 20 | 20 | 20 | 20 | 20 | 20 | 20 | 20 | 20 | 20 | 20 | 20 | 20 | 20 | 20 | 20 | 20 | 20 | 20 | 20 | 20 | 20 | 20 | 20 | 20 | 20 | 20 | 20 | 20 | 20 | 20 | 20 | 20 | 20 | 20 | 20 | 20 | 20 | 20 | 20 | 20 | 20 | 20 | 20 | 20 | 20 | 20 | 20 | 20 | 20 | 20 | 20 | 20 | 20 | 20 | 20 | 20 | 20 | 20 | 20 | 20 | 20 | 20 | 20 | 20 | 20 | 20 | 20 | 20 | 20 | 20 | 20 | 20 | 20 | 20 | 20 | 20 | 20 | 20 | 20 | 20 | 20 | 20 | 20 | 20 | 20 | 20 | 20 | 20 | 20 | 20 | 20 | 20 | 20 | 20 | 20 | 20 | 20 | 20 | 20 | 20 | 20 | 20 | 20 | 20 | 20 | 20 | 20 | 20 | 20 | 20 | 20 | 20 | 20 | 20 | 20 | 20 | 20 | 20 | 20 | 20 | 20 | 20 | 20 | 20 | 20 | 20 | 20 | 20 | 20 | 20 | 20 | 20 | 20 | 20 | 20 | 20 | 20 | 20 | 20 | 20 | 20 | 20 | 20 | 20 | 20 | 20 | 20 | 20 | 20 | 20 | 20 | 20 | 20 | 20 | 20 | 20 | 20 | 20 | 20 | 20 | 20 | 20 | 20 | 20 | 20 | 20 | 20 | 20 | 20 | 20 | 20 | 20 | 20 | 20 | 20 | 20 | 20 | 20 | 20 | 20 | 20 | 20 | 20 | 20 | 20 | 20 | 20 | 3 | 3 | 3 | 3 | 3 | 3 | 3 | 3 | 3 | 3 | 3 | 3 | 3 | 3 | 3 | 3 | 3 | 3 | 3 | 3 | 3 | 3 | 3 | 3 | 3 | 3 | 3 | 3 | 3 | 3 | 3 | 3 | 3 | 3 | 3 | 3 | 3 | 3 | 3 | 3 | 3 | 3 | 3 | 3 | 3 | 3 | 3 | 3 | 3 | 3 | 3 | 3 | 3 | 3 | 3 | 3 | 3 | 3 | 3 | 3 | 3 | 3 | 3 | 3 | 3 | 3 | 3 | 3 | 3 | 3 | 3 | 3 | 3 | 3 | 3 | 3 | 3 | 3 | 3 | 3 | 3 | 3 | 3 | 3 | 3 | 3 | 3 | 3 | 3 | 3 | 3 | 3 | 3 | 3 | 3 | 3 | 3 | 3 | 3 | 3 | 3 | 3 | 3 | 3 | 3 | 3 | 3 | 3 | 3 | 3 | 3
Installations | TBC | TBC | TBC | TBC | TBC | TBC | TBC | TBC | TBC | TBC | TBC | TBC | TBC | TBC | TBC | TBC | TBC | TBC | TBC | TBC | TBC | TBC | TBC | TBC | TBC | TBC | TBC | TBC | TBC | TBC | TBC | TBC | TBC | TBC | TBC | TBC | TBC | TBC | TBC | TBC | TBC | TBC | TBC | TBC | TBC | TBC | TBC | TBC | TBC | TBC | TBC | TBC | TBC | TBC | TBC | TBC | TBC | TBC | TBC | TBC | TBC | TBC | TBC | TBC | TBC | TBC | TBC | TBC | TBC | TBC | TBC | TBC | TBC | TBC | TBC | TBC | TBC | TBC | TBC | TBC | TBC | TBC | TBC | TBC | TBC | TBC | TBC | TBC | TBC | TBC | TBC | TBC | TBC | TBC | TBC | TBC | TBC | TBC | TBC | TBC | TBC | TBC | TBC | TBC | TBC | TBC | TBC | TBC | TBC | TBC | TBC | TBC | TBC | TBC | TBC | TBC | TBC | TBC | TBC | TBC | TBC | TBC | TBC | TBC | TBC | TBC | TBC | TBC | TBC | TBC | TBC | TBC | TBC | TBC | TBC | TBC | TBC | TBC | TBC | TBC | TBC | TBC | TBC | TBC | TBC | TBC | TBC | TBC | TBC | TBC | TBC | TBC | TBC | TBC | TBC | TBC | TBC | TBC | TBC | TBC | TBC | TBC | TBC | TBC | TBC | TBC | TBC | TBC | TBC | TBC | TBC | TBC | TBC | TBC | TBC | TBC | TBC | TBC | TBC | TBC | TBC | TBC | TBC | TBC | TBC | TBC | TBC | TBC | TBC | TBC | TBC | TBC | TBC | TBC | TBC | TBC | TBC | TBC | TBC | TBC | TBC | TBC | TBC | TBC | TBC | TBC | TBC | TBC | TBC | TBC | TBC | TBC | TBC | TBC | TBC | TBC | TBC | TBC | TBC | TBC | TBC | TBC | TBC | TBC | TBC | TBC | TBC | TBC | TBC | TBC | TBC | TBC | TBC | TBC | TBC | TBC | TBC | TBC | TBC | TBC | TBC | TBC | TBC | TBC | TBC | TBC | TBC | TBC | TBC | TBC | TBC | TBC | TBC | TBC | TBC | TBC | TBC | TBC | TBC | TBC | TBC | TBC | TBC | N/A | N/A | N/A | N/A | N/A | N/A | N/A | N/A | N/A | N/A | N/A | N/A | N/A | N/A | N/A | N/A | N/A | N/A | N/A | N/A | N/A | N/A | N/A | N/A | N/A | N/A | N/A | N/A | N/A | N/A | N/A | N/A | N/A | N/A | N/A | N/A | N/A | N/A | N/A | N/A | N/A | N/A | N/A | N/A | N/A | N/A | N/A | N/A | N/A | N/A | N/A | N/A | N/A | N/A | N/A | N/A | N/A | N/A | N/A | N/A | N/A | N/A | N/A | N/A | N/A | N/A | N/A | N/A | N/A | N/A | N/A | N/A | N/A | N/A | N/A | N/A | N/A | N/A | N/A | N/A | N/A | N/A | N/A | N/A | N/A | N/A | N/A | N/A | N/A | N/A | N/A | N/A | N/A | N/A | N/A | N/A | N/A | N/A | N/A | N/A | N/A | N/A | N/A | N/A | N/A | N/A | N/A | N/A | N/A | N/A | N/A | N/A | N/A | N/A | N/A | N/A | N/A | N/A | N/A | N/A | N/A | N/A | N/A | N/A | N/A | N/A | N/A | N/A | N/A | N/A | N/A | N/A | N/A | N/A | N/A | N/A | N/A | N/A | N/A | N/A | N/A | N/A | N/A | N/A | N/A | N/A | N/A | N/A | N/A | N/A | N/A | N/A | N/A | N/A | N/A | N/A | N/A | N/A | N/A | N/A | N/A | N/A | N/A | N/A | N/A | N/A | N/A | N/A | N/A | N/A | N/A | N/A | N/A | N/A | N/A | N/A | N/A | N/A | N/A | N/A | N/A | N/A | N/A | N/A | N/A | N/A | N/A | N/A | N/A | N/A | N/A | N/A | N/A | N/A | N/A | N/A | N/A | N/A | N/A | N/A | N/A | N/A | N/A | N/A | N/A | N/A | N/A | N/A | N/A | N/A | N/A | N/A | N/A | N/A | N/A | N/A | N/A | N/A | N/A | N/A | N/A | N/A | N/A | N/A | N/A | N/A | N/A | N/A | N/A | N/A | N/A | N/A | N/A | N/A | N/A | N/A | N/A | N/A | N/A | N/A | N/A | N/A | N/A | N/A | N/A | N/A | N/A | N/A | N/A | N/A | N/A | N/A | N/A | N/A | N/A | N/A | N/A | N/A | N/A | N/A | N/A | N/A | N/A | N/A | N/A | N/A | N/A | N/A | N/A | N/A | N/A | N/A | N/A | N/A | N/A | N/A | N/A | N/A | N/A | N/A | N/A | N/A | N/A | N/A | N/A | N/A | N/A | N/A | N/A | N/A | N/A | N/A | N/A | N/A | N/A | N/A | N/A | N/A | N/A | N/A | N/A | N/A | N/A | N/A | N/A | N/A | N/A | N/A | N/A | N/A | N/A | N/A | N/A | N/A | N/A | N/A | N/A | N/A | N/A | N/A | N/A | N/A | N/A | N/A | N/A | N/A | N/A | N/A | N/A | N/A | N/A | N/A | N/A | N/A | N/A | N/A | N/A | N/A | N/A | N/A | N/A | N/A | N/A | N/A | N/A | N/A | N/A | N/A | N/A | N/A | N/A | N/A | N/A | N/A | N/A | N/A | N/A | N/A | N/A | N/A | N/A | N/A | N/A | N/A | N/A | N/A | N/A | N/A | N/A | N/A | N/A | N/A | N/A | N/A | N/A | N/A | N/A | N/A | N/A | N/A | N/A | N/A | N/A | N/A | N/A | N/A | N/A | N/A | N/A | N/A | N/A | N/A | N/A | N/A | N/A | N/A | N/A | N/A | N/A | N/A | N/A | N/A | N/A | N/A | N/A | N/A | N/A | N/A | N/A | N/A | N/A | N/A | N/A | N/A | N/A | N/A | N/A | N/A | N/A | N/A | N/A | N/A | N/A | N/A | N/A | N/A | N/A | N/A | N/A | N/A | N/A | N/A | N/A | N/A | N/A | N/A | N/A | N/A | N/A | N/A | N/A | N/A | N/A | N/A | N/A | N/A | N/A | N/A | N/A | N/A | N/A | N/A | N/A | N/A | N/A | N/A | N/A | N/A | N/A | N/A | N/A | N/A | N/A | N/A | N/A | N/A | N/A | N/A | N/A | N/A | N/A | N/A | N/A | N/A | N/A | N/A | N/A | N/A | N/A | N/A | N/A | N/A | N/A | N/A | N/A | N/A | N/A | N/A | N/A | N/A | N/A | N/A | N/A | N/A | N/A | N/A | N/A | N/A | N/A | N/A | N/A | N/A | N/A | N/A | N/A | N/A | N/A | N/A | N/A | N/A | N/A | N/A | N/A | N/A | N/A | N/A | N/A | N/A | N/A | N/A | N/A | N/A | N/A | N/A | N/A | N/A | N/A | N/A | N/A | N/A | N/A | N/A | N/A | N/A | N/A | N/A | N/A | N/A | N/A | N/A | N/A | N/A | N/A | N/A | N/A | N/A | N/A | N/A | N/A | N/A | N/A | N/A | N/A | N/A | N/A | N/A | N/A | N/A | N/A | N/A | N/A | N/A | N/A | N/A | N/A | N/A | N/A | N/A | N/A | N/A | N/A | N/A | N/A | N/A | N/A | N/A | N/A | N/A | N/A | N/A | N/A | N/A | N/A | N/A | N/A | N/A | N/A | N/A | N/A | N/A | N/A | N/A | N/A | N/A | N/A | N/A | N/A | N/A | N/A | N/A | N/A | N/A | N/A | N/A | N/A | N/A | N/A | N/A | N/A | N/A | N/A | N/A | N/A | N/A
[878 empty] | 97.711 | 54.411 | 113.018 | 45.147 | 155.822 | 154.445 | 236.236 | 76.173 | 101.607 | 204.227 | 67.445 | 131.613 | 139.257 | 58.63 | 87.629 | 192.13 | 34.53 | 200.808 | 34.159 | 63.684 | 69.059 | 129.808 | 63.754 | 20.226 | 69.753 | 54.561 | 91.194 | 73.884 | 73.636 | 81.082 | 73.27 | 46.199 | 103.687 | 72.858 | 118.892 | 103.248 | 48.114 | 178.816 | 54.364 | 92.273 | 36.062 | 78.762 | 27.683 | 136.848 | 27.875 | 85.466 | 95.476 | 65.57 | 35.943 | 41.324 | 54.101 | 89.116 | 56.341 | 28.129 | 28.279 | 89.94

## BH (hidden)
Exploatory Hole Reference No. | GCK-BH-001 | GCK-BH-002 | GCK-BH-003 | GCK-BH-004 | GCK-BH-005 | GCK-BH-006 | GCK-BH-007 | GCK-BH-008 | GCK-BH-009 | GCK-BH-010 | GCK-BH-011 | GCK-BH-012 | GCK-BH-013 | GCK-BH-014 | GCK-BH-015 | GCK-BH-016 | GCK-BH-017 | GCK-BH-018 | GCK-BH-019 | GCK-BH-020 | GCK-BH-021 | GCK-BH-022 | GCK-BH-023 | GCK-BH-024 | GCK-BH-025 | GCK-BH-026 | GCK-BH-027 | GCK-BH-028 | GCK-BH-029 | GCK-BH-030 | GCK-BH-031 | GCK-BH-032 | GCK-BH-033 | GCK-BH-034 | GCK-BH-035 | GCK-BH-036 | GCK-BH-037 | GCK-BH-038 | GCK-BH-039 | GCK-BH-040 | GCK-BH-041 | GCK-BH-042 | GCK-BH-043 | GCK-BH-044 | GCK-BH-045 | GCK-BH-046 | GCK-BH-047 | GCK-BH-048 | GCK-BH-049 | GCK-BH-050 | GCK-BH-051 | GCK-BH-052 | GCK-BH-053 | GCK-BH-054 | GCK-BH-055 | GCK-BH-056 | GCK-BH-057 | GCK-BH-058 | GCK-BH-059 | GCK-BH-060 | GCK-BH-061 | GCK-BH-062 | GCK-BH-063 | GCK-BH-064 | GCK-BH-065 | GCK-BH-066 | GCK-BH-067 | GCK-BH-068 | GCK-BH-069 | GCK-BH-070 | GCK-BH-071 | GCK-BH-072 | GCK-BH-073 | GCK-BH-074 | GCK-BH-075 | GCK-BH-076 | GCK-BH-077 | GCK-BH-078 | GCK-BH-079 | GCK-BH-080 | GCK-BH-081 | GCK-BH-082 | GCK-BH-083 | GCK-BH-084 | GCK-BH-085 | GCK-BH-086 | GCK-BH-087 | GCK-BH-088 | GCK-BH-089 | GCK-BH-090 | GCK-BH-091 | GCK-BH-092 | GCK-BH-093 | GCK-BH-094 | GCK-BH-095 | GCK-BH-096 | GCK-BH-097 | GCK-BH-098 | GCK-BH-099 | GCK-BH-100 | GCK-BH-101 | GCK-BH-102 | GCK-BH-103 | GCK-BH-104 | GCK-BH-105 | GCK-BH-106 | GCK-BH-107 | GCK-BH-108 | GCK-BH-109 | GCK-BH-110 | GCK-BH-111 | GCK-BH-112 | GCK-BH-113 | GCK-BH-114 | GCK-BH-115 | GCK-BH-116 | GCK-BH-117 | GCK-BH-118 | GCK-BH-119 | GCK-BH-120 | GCK-BH-121 | GCK-BH-122 | GCK-BH-123 | GCK-BH-124 | GCK-BH-125 | GCK-BH-126 | GCK-BH-127 | GCK-BH-128 | GCK-BH-129 | GCK-BH-130 | GCK-BH-131 | GCK-BH-132 | GCK-BH-133 | GCK-BH-134 | GCK-BH-135 | GCK-BH-136 | GCK-BH-137 | GCK-BH-138 | GCK-BH-139 | GCK-BH-140 | GCK-BH-141 | GCK-BH-142 | GCK-BH-143 | GCK-BH-144 | GCK-BH-145 | GCK-BH-146 | GCK-BH-147 | GCK-BH-148 | GCK-BH-149 | GCK-BH-150 | GCK-BH-151 | GCK-BH-152 | GCK-BH-153 | GCK-BH-154 | GCK-BH-155 | GCK-BH-156 | GCK-BH-157 | GCK-BH-158 | GCK-BH-159 | GCK-BH-160 | GCK-BH-161 | GCK-BH-162 | GCK-BH-163 | GCK-BH-164 | GCK-BH-165 | GCK-BH-166 | GCK-BH-167 | GCK-BH-168 | GCK-BH-169 | GCK-BH-170 | GCK-BH-171 | GCK-BH-172 | GCK-BH-173 | GCK-BH-174 | GCK-BH-175 | GCK-BH-176 | GCK-BH-177 | GCK-BH-178 | GCK-BH-179 | GCK-BH-180 | GCK-BH-181 | GCK-BH-182 | GCK-BH-183 | GCK-BH-184 | GCK-BH-185 | GCK-BH-186 | GCK-BH-187 | GCK-BH-188 | GCK-BH-189 | GCK-BH-190 | GCK-BH-191 | GCK-BH-192 | GCK-BH-193 | GCK-BH-194 | GCK-BH-195 | GCK-BH-196 | GCK-BH-197 | GCK-BH-198 | GCK-BH-199 | GCK-BH-200 | GCK-BH-201 | GCK-BH-202 | GCK-BH-203 | GCK-BH-204 | GCK-BH-205 | GCK-BH-206 | GCK-BH-207 | GCK-BH-208 | GCK-BH-209 | GCK-BH-210 | GCK-BH-211 | GCK-BH-212 | GCK-BH-213 | GCK-BH-214 | GCK-BH-215 | GCK-BH-216 | GCK-BH-217 | GCK-BH-218 | GCK-BH-219 | GCK-BH-220 | GCK-BH-221 | GCK-BH-222 | GCK-BH-223 | GCK-BH-224 | GCK-BH-225 | GCK-BH-226 | GCK-BH-227 | GCK-BH-228 | GCK-BH-229 | GCK-BH-230 | GCK-BH-231 | GCK-BH-232 | GCK-BH-233 | GCK-BH-234 | GCK-BH-235 | GCK-BH-236 | GCK-BH-237 | GCK-BH-238 | GCK-BH-239 | GCK-BH-240 | GCK-BH-241 | GCK-BH-242 | GCK-BH-243 | GCK-BH-244 | GCK-BH-245 | GCK-BH-246 | GCK-BH-247 | GCK-BH-248 | GCK-BH-249 | GCK-BH-250 | GCK-BH-251 | GCK-BH-252 | GCK-BH-253 | GCK-BH-254 | GCK-BH-255 | GCK-BH-256 | GCK-BH-257 | GCK-BH-258 | GCK-BH-259 | GCK-BH-260 | GCK-BH-261 | GCK-BH-262 | GCK-BH-263
Exploratory Hole Type | CP | CP | CP | CP | CP | CP | CP | CP | CP | CP | CP | CP | CP | CP | CP | CP | CP | CP | CP | CP | CP | CP | CP | CP | CP | CP | CP | CP | CP | CP | CP | CP | CP | CP | CP | CP | CP | CP | CP | CP | CP | CP | CP | CP | CP | CP | CP | CP | CP | CP | CP | CP | CP | CP | CP | CP | CP | CP | CP | CP | CP | CP | CP | CP | CP | CP | CP | CP | CP | CP | CP | CP | CP | CP | CP | CP | CP | CP | CP | CP | CP | CP | CP | CP | CP | CP | CP | CP | CP | CP | CP | CP | CP | CP | CP | CP | CP | CP | CP | CP | CP | CP | CP | CP | CP | CP | CP | CP | CP | CP | CP | CP | CP | CP | CP | CP | CP | CP | CP | CP | CP | CP | CP | CP | CP | CP | CP | CP | CP | CP | CP | CP | CP | CP | CP | CP | CP | CP | CP | CP | CP | CP | CP | CP | CP | CP | CP | CP | CP | CP | CP | CP | CP | CP | CP | CP | CP | CP | CP | CP | CP | CP | CP | CP | CP | CP | CP | CP | CP | CP | CP | CP | CP | CP | CP | CP | CP | CP | CP | CP | CP | CP | CP | CP | CP | CP | CP | CP | CP | CP | CP | CP | CP | CP | CP | CP | CP | CP | CP | CP | CP | CP | CP | CP | CP | CP | CP | CP | CP | CP | CP | CP | CP | CP | CP | CP | CP | CP | CP | CP | CP | CP | CP | CP | CP | CP | CP | CP | CP | CP | CP | CP | CP | CP | CP | CP | CP | CP | CP | CP | CP | CP | CP | CP | CP | CP | CP | CP | CP | CP | CP | CP | CP | CP | CP | CP | CP | CP | CP | CP | CP | CP | CP
Anticipated Exploratory Hole Depth (m) | 20 | 20 | 20 | 20 | 20 | 20 | 20 | 20 | 20 | 20 | 20 | 20 | 20 | 20 | 20 | 20 | 20 | 20 | 20 | 20 | 20 | 20 | 20 | 20 | 20 | 20 | 20 | 20 | 20 | 20 | 20 | 20 | 20 | 20 | 20 | 20 | 20 | 20 | 20 | 20 | 20 | 20 | 20 | 20 | 20 | 20 | 20 | 20 | 20 | 20 | 20 | 20 | 20 | 20 | 20 | 20 | 20 | 20 | 20 | 20 | 20 | 20 | 20 | 20 | 20 | 20 | 20 | 20 | 20 | 20 | 20 | 20 | 20 | 20 | 20 | 20 | 20 | 20 | 20 | 20 | 20 | 20 | 20 | 20 | 20 | 20 | 20 | 20 | 20 | 20 | 20 | 20 | 20 | 20 | 20 | 20 | 20 | 20 | 20 | 20 | 20 | 20 | 20 | 20 | 20 | 20 | 20 | 20 | 20 | 20 | 20 | 20 | 20 | 20 | 20 | 20 | 20 | 20 | 20 | 20 | 20 | 20 | 20 | 20 | 20 | 20 | 20 | 20 | 20 | 20 | 20 | 20 | 20 | 20 | 20 | 20 | 20 | 20 | 20 | 20 | 20 | 20 | 20 | 20 | 20 | 20 | 20 | 20 | 20 | 20 | 20 | 20 | 20 | 20 | 20 | 20 | 20 | 20 | 20 | 20 | 20 | 20 | 20 | 20 | 20 | 20 | 20 | 20 | 20 | 20 | 20 | 20 | 20 | 20 | 20 | 20 | 20 | 20 | 20 | 20 | 20 | 20 | 20 | 20 | 20 | 20 | 20 | 20 | 20 | 20 | 20 | 20 | 20 | 20 | 20 | 20 | 20 | 20 | 20 | 20 | 20 | 20 | 20 | 20 | 20 | 20 | 20 | 20 | 20 | 20 | 20 | 20 | 20 | 20 | 20 | 20 | 20 | 20 | 20 | 20 | 20 | 20 | 20 | 20 | 20 | 20 | 20 | 20 | 20 | 20 | 20 | 20 | 20 | 20 | 20 | 20 | 20 | 20 | 20 | 20 | 20 | 20 | 20 | 20 | 20 | 20 | 20 | 20 | 20 | 20 | 20 | 20 | 20 | 20 | 20 | 20 | 20 | 20 | 20 | 20 | 20 | 20 | 20
Installations | TBC | TBC | TBC | TBC | TBC | TBC | TBC | TBC | TBC | TBC | TBC | TBC | TBC | TBC | TBC | TBC | TBC | TBC | TBC | TBC | TBC | TBC | TBC | TBC | TBC | TBC | TBC | TBC | TBC | TBC | TBC | TBC | TBC | TBC | TBC | TBC | TBC | TBC | TBC | TBC | TBC | TBC | TBC | TBC | TBC | TBC | TBC | TBC | TBC | TBC | TBC | TBC | TBC | TBC | TBC | TBC | TBC | TBC | TBC | TBC | TBC | TBC | TBC | TBC | TBC | TBC | TBC | TBC | TBC | TBC | TBC | TBC | TBC | TBC | TBC | TBC | TBC | TBC | TBC | TBC | TBC | TBC | TBC | TBC | TBC | TBC | TBC | TBC | TBC | TBC | TBC | TBC | TBC | TBC | TBC | TBC | TBC | TBC | TBC | TBC | TBC | TBC | TBC | TBC | TBC | TBC | TBC | TBC | TBC | TBC | TBC | TBC | TBC | TBC | TBC | TBC | TBC | TBC | TBC | TBC | TBC | TBC | TBC | TBC | TBC | TBC | TBC | TBC | TBC | TBC | TBC | TBC | TBC | TBC | TBC | TBC | TBC | TBC | TBC | TBC | TBC | TBC | TBC | TBC | TBC | TBC | TBC | TBC | TBC | TBC | TBC | TBC | TBC | TBC | TBC | TBC | TBC | TBC | TBC | TBC | TBC | TBC | TBC | TBC | TBC | TBC | TBC | TBC | TBC | TBC | TBC | TBC | TBC | TBC | TBC | TBC | TBC | TBC | TBC | TBC | TBC | TBC | TBC | TBC | TBC | TBC | TBC | TBC | TBC | TBC | TBC | TBC | TBC | TBC | TBC | TBC | TBC | TBC | TBC | TBC | TBC | TBC | TBC | TBC | TBC | TBC | TBC | TBC | TBC | TBC | TBC | TBC | TBC | TBC | TBC | TBC | TBC | TBC | TBC | TBC | TBC | TBC | TBC | TBC | TBC | TBC | TBC | TBC | TBC | TBC | TBC | TBC | TBC | TBC | TBC | TBC | TBC | TBC | TBC | TBC | TBC | TBC | TBC | TBC | TBC | TBC | TBC | TBC | TBC | TBC | TBC | TBC | TBC | TBC | TBC | TBC | TBC | TBC | TBC | TBC | TBC | TBC | TBC

## CPT (hidden)
Exploatory Hole Reference No. | GCK-CPT-001 | GCK-CPT-002 | GCK-CPT-003 | GCK-CPT-004 | GCK-CPT-005 | GCK-CPT-006 | GCK-CPT-007 | GCK-CPT-008 | GCK-CPT-009 | GCK-CPT-010 | GCK-CPT-011 | GCK-CPT-012 | GCK-CPT-013 | GCK-CPT-014 | GCK-CPT-015 | GCK-CPT-016 | GCK-CPT-017 | GCK-CPT-018 | GCK-CPT-019 | GCK-CPT-020 | GCK-CPT-021 | GCK-CPT-022 | GCK-CPT-023 | GCK-CPT-024 | GCK-CPT-025 | GCK-CPT-026 | GCK-CPT-027 | GCK-CPT-028 | GCK-CPT-029 | GCK-CPT-030 | GCK-CPT-031 | GCK-CPT-032 | GCK-CPT-033 | GCK-CPT-034 | GCK-CPT-035 | GCK-CPT-036 | GCK-CPT-037 | GCK-CPT-038 | GCK-CPT-039 | GCK-CPT-040 | GCK-CPT-041 | GCK-CPT-042 | GCK-CPT-043 | GCK-CPT-044 | GCK-CPT-045 | GCK-CPT-046 | GCK-CPT-047 | GCK-CPT-048 | GCK-CPT-049 | GCK-CPT-050 | GCK-CPT-051 | GCK-CPT-052 | GCK-CPT-053 | GCK-CPT-054 | GCK-CPT-055 | GCK-CPT-056 | GCK-CPT-057 | GCK-CPT-058 | GCK-CPT-059 | GCK-CPT-060 | GCK-CPT-061 | GCK-CPT-062 | GCK-CPT-063 | GCK-CPT-064 | GCK-CPT-065 | GCK-CPT-066 | GCK-CPT-067 | GCK-CPT-068 | GCK-CPT-069 | GCK-CPT-070 | GCK-CPT-071 | GCK-CPT-072 | GCK-CPT-073 | GCK-CPT-074 | GCK-CPT-075 | GCK-CPT-076 | GCK-CPT-077 | GCK-CPT-078 | GCK-CPT-079 | GCK-CPT-080 | GCK-CPT-081 | GCK-CPT-082 | GCK-CPT-083 | GCK-CPT-084 | GCK-CPT-085 | GCK-CPT-086 | GCK-CPT-087 | GCK-CPT-088 | GCK-CPT-089 | GCK-CPT-090 | GCK-CPT-091 | GCK-CPT-092 | GCK-CPT-093 | GCK-CPT-094 | GCK-CPT-095 | GCK-CPT-096 | GCK-CPT-097 | GCK-CPT-098 | GCK-CPT-099 | GCK-CPT-100 | GCK-CPT-101 | GCK-CPT-102 | GCK-CPT-103 | GCK-CPT-104 | GCK-CPT-105 | GCK-CPT-106 | GCK-CPT-107 | GCK-CPT-108 | GCK-CPT-109 | GCK-CPT-110 | GCK-CPT-111 | GCK-CPT-112 | GCK-CPT-113 | GCK-CPT-114 | GCK-CPT-115 | GCK-CPT-116 | GCK-CPT-117 | GCK-CPT-118 | GCK-CPT-119 | GCK-CPT-120 | GCK-CPT-121 | GCK-CPT-122 | GCK-CPT-123 | GCK-CPT-124 | GCK-CPT-125 | GCK-CPT-126 | GCK-CPT-127 | GCK-CPT-128 | GCK-CPT-129 | GCK-CPT-130 | GCK-CPT-131 | GCK-CPT-132 | GCK-CPT-133 | GCK-CPT-134 | GCK-CPT-135 | GCK-CPT-136 | GCK-CPT-137 | GCK-CPT-138 | GCK-CPT-139 | GCK-CPT-140 | GCK-CPT-141 | GCK-CPT-142 | GCK-CPT-143 | GCK-CPT-144 | GCK-CPT-145 | GCK-CPT-146 | GCK-CPT-147 | GCK-CPT-148 | GCK-CPT-149 | GCK-CPT-150 | GCK-CPT-151 | GCK-CPT-152 | GCK-CPT-153 | GCK-CPT-154 | GCK-CPT-155 | GCK-CPT-156 | GCK-CPT-157 | GCK-CPT-158 | GCK-CPT-159 | GCK-CPT-160 | GCK-CPT-161 | GCK-CPT-162 | GCK-CPT-163 | GCK-CPT-164 | GCK-CPT-165 | GCK-CPT-166 | GCK-CPT-167 | GCK-CPT-168 | GCK-CPT-169 | GCK-CPT-170 | GCK-CPT-171 | GCK-CPT-172 | GCK-CPT-173 | GCK-CPT-174 | GCK-CPT-175 | GCK-CPT-176 | GCK-CPT-177 | GCK-CPT-178 | GCK-CPT-179 | GCK-CPT-180 | GCK-CPT-181 | GCK-CPT-182 | GCK-CPT-183 | GCK-CPT-184 | GCK-CPT-185 | GCK-CPT-186 | GCK-CPT-187 | GCK-CPT-188 | GCK-CPT-189 | GCK-CPT-190 | GCK-CPT-191 | GCK-CPT-192 | GCK-CPT-193 | GCK-CPT-194 | GCK-CPT-195 | GCK-CPT-196 | GCK-CPT-197 | GCK-CPT-198 | GCK-CPT-199 | GCK-CPT-200 | GCK-CPT-201 | GCK-CPT-202 | GCK-CPT-203 | GCK-CPT-204 | GCK-CPT-205 | GCK-CPT-206 | GCK-CPT-207 | GCK-CPT-208 | GCK-CPT-209 | GCK-CPT-210 | GCK-CPT-211 | GCK-CPT-212 | GCK-CPT-213 | GCK-CPT-214 | GCK-CPT-215 | GCK-CPT-216 | GCK-CPT-217 | GCK-CPT-218 | GCK-CPT-219 | GCK-CPT-220 | GCK-CPT-221 | GCK-CPT-222 | GCK-CPT-223 | GCK-CPT-224 | GCK-CPT-225 | GCK-CPT-226 | GCK-CPT-227 | GCK-CPT-228 | GCK-CPT-229 | GCK-CPT-230 | GCK-CPT-231 | GCK-CPT-232 | GCK-CPT-233 | GCK-CPT-234 | GCK-CPT-235 | GCK-CPT-236 | GCK-CPT-237 | GCK-CPT-238 | GCK-CPT-239 | GCK-CPT-240 | GCK-CPT-241 | GCK-CPT-242 | GCK-CPT-243 | GCK-CPT-244 | GCK-CPT-245 | GCK-CPT-246 | GCK-CPT-247 | GCK-CPT-248 | GCK-CPT-249 | GCK-CPT-250 | GCK-CPT-251 | GCK-CPT-252 | GCK-CPT-253 | GCK-CPT-254 | GCK-CPT-255 | GCK-CPT-256 | GCK-CPT-257 | GCK-CPT-258 | GCK-CPT-259 | GCK-CPT-260 | GCK-CPT-261 | GCK-CPT-262 | GCK-CPT-263 | GCK-CPT-264 | GCK-CPT-265 | GCK-CPT-266 | GCK-CPT-267 | GCK-CPT-268 | GCK-CPT-269 | GCK-CPT-270 | GCK-CPT-271 | GCK-CPT-272 | GCK-CPT-273 | GCK-CPT-274 | GCK-CPT-275 | GCK-CPT-276 | GCK-CPT-277 | GCK-CPT-278 | GCK-CPT-279 | GCK-CPT-280 | GCK-CPT-281 | GCK-CPT-282 | GCK-CPT-283 | GCK-CPT-284 | GCK-CPT-285 | GCK-CPT-286 | GCK-CPT-287 | GCK-CPT-288 | GCK-CPT-289 | GCK-CPT-290 | GCK-CPT-291 | GCK-CPT-292 | GCK-CPT-293 | GCK-CPT-294 | GCK-CPT-295 | GCK-CPT-296 | GCK-CPT-297 | GCK-CPT-298 | GCK-CPT-299 | GCK-CPT-300 | GCK-CPT-301 | GCK-CPT-302 | GCK-CPT-303 | GCK-CPT-304 | GCK-CPT-305 | GCK-CPT-306 | GCK-CPT-307 | GCK-CPT-308 | GCK-CPT-309 | GCK-CPT-310 | GCK-CPT-311 | GCK-CPT-312 | GCK-CPT-313 | GCK-CPT-314 | GCK-CPT-315 | GCK-CPT-316 | GCK-CPT-317 | GCK-CPT-318 | GCK-CPT-319 | GCK-CPT-320 | GCK-CPT-321 | GCK-CPT-322 | GCK-CPT-323 | GCK-CPT-324 | GCK-CPT-325 | GCK-CPT-326 | GCK-CPT-327 | GCK-CPT-328 | GCK-CPT-329 | GCK-CPT-330 | GCK-CPT-331 | GCK-CPT-332 | GCK-CPT-333 | GCK-CPT-334 | GCK-CPT-335 | GCK-CPT-336 | GCK-CPT-337 | GCK-CPT-338 | GCK-CPT-339 | GCK-CPT-340 | GCK-CPT-341 | GCK-CPT-342 | GCK-CPT-343 | GCK-CPT-344 | GCK-CPT-345 | GCK-CPT-346 | GCK-CPT-347 | GCK-CPT-348 | GCK-CPT-349 | GCK-CPT-350 | GCK-CPT-351 | GCK-CPT-352 | GCK-CPT-353 | GCK-CPT-354 | GCK-CPT-355 | GCK-CPT-356 | GCK-CPT-357 | GCK-CPT-358 | GCK-CPT-359 | GCK-CPT-360 | GCK-CPT-361 | GCK-CPT-362 | GCK-CPT-363 | GCK-CPT-364 | GCK-CPT-365 | GCK-CPT-366 | GCK-CPT-367 | GCK-CPT-368 | GCK-CPT-369 | GCK-CPT-370 | GCK-CPT-371 | GCK-CPT-372 | GCK-CPT-373 | GCK-CPT-374 | GCK-CPT-375 | GCK-CPT-376 | GCK-CPT-377 | GCK-CPT-378 | GCK-CPT-379 | GCK-CPT-380 | GCK-CPT-381 | GCK-CPT-382 | GCK-CPT-383 | GCK-CPT-384 | GCK-CPT-385 | GCK-CPT-386 | GCK-CPT-387 | GCK-CPT-388 | GCK-CPT-389 | GCK-CPT-390 | GCK-CPT-391 | GCK-CPT-392 | GCK-CPT-393 | GCK-CPT-394 | GCK-CPT-395 | GCK-CPT-396 | GCK-CPT-397 | GCK-CPT-398 | GCK-CPT-399 | GCK-CPT-400 | GCK-CPT-401 | GCK-CPT-402 | GCK-CPT-403 | GCK-CPT-404 | GCK-CPT-405 | GCK-CPT-406 | GCK-CPT-407 | GCK-CPT-408 | GCK-CPT-409 | GCK-CPT-410 | GCK-CPT-411 | GCK-CPT-412 | GCK-CPT-413 | GCK-CPT-414 | GCK-CPT-415 | GCK-CPT-416 | GCK-CPT-417 | GCK-CPT-418 | GCK-CPT-419 | GCK-CPT-420 | GCK-CPT-421 | GCK-CPT-422 | GCK-CPT-423 | GCK-CPT-424 | GCK-CPT-425 | GCK-CPT-426 | GCK-CPT-427 | GCK-CPT-428 | GCK-CPT-429 | GCK-CPT-430 | GCK-CPT-431 | GCK-CPT-432 | GCK-CPT-433 | GCK-CPT-434 | GCK-CPT-435 | GCK-CPT-436 | GCK-CPT-437 | GCK-CPT-438 | GCK-CPT-439 | GCK-CPT-440 | GCK-CPT-441 | GCK-CPT-442 | GCK-CPT-443 | GCK-CPT-444 | GCK-CPT-445 | GCK-CPT-446 | GCK-CPT-447 | GCK-CPT-448 | GCK-CPT-449 | GCK-CPT-450 | GCK-CPT-451 | GCK-CPT-452 | GCK-CPT-453 | GCK-CPT-454 | GCK-CPT-455 | GCK-CPT-456 | GCK-CPT-457 | GCK-CPT-458 | GCK-CPT-459 | GCK-CPT-460 | GCK-CPT-461 | GCK-CPT-462 | GCK-CPT-463 | GCK-CPT-464 | GCK-CPT-465 | GCK-CPT-466 | GCK-CPT-467 | GCK-CPT-468 | GCK-CPT-469 | GCK-CPT-470 | GCK-CPT-471 | GCK-CPT-472 | GCK-CPT-473 | GCK-CPT-474 | GCK-CPT-475 | GCK-CPT-476 | GCK-CPT-477 | GCK-CPT-478 | GCK-CPT-479 | GCK-CPT-480 | GCK-CPT-481 | GCK-CPT-482 | GCK-CPT-483 | GCK-CPT-484 | GCK-CPT-485 | GCK-CPT-486 | GCK-CPT-487 | GCK-CPT-488 | GCK-CPT-489 | GCK-CPT-490 | GCK-CPT-491 | GCK-CPT-492 | GCK-CPT-493 | GCK-CPT-494 | GCK-CPT-495 | GCK-CPT-496 | GCK-CPT-497 | GCK-CPT-498 | GCK-CPT-499 | GCK-CPT-500 | GCK-CPT-501 | GCK-CPT-502 | GCK-CPT-503
Exploratory Hole Type | CPT | CPT | CPT | CPT | CPT | CPT | CPT | CPT | CPT | CPT | CPT | CPT | CPT | CPT | CPT | CPT | CPT | CPT | CPT | CPT | CPT | CPT | CPT | CPT | CPT | CPT | CPT | CPT | CPT | CPT | CPT | CPT | CPT | CPT | CPT | CPT | CPT | CPT | CPT | CPT | CPT | CPT | CPT | CPT | CPT | CPT | CPT | CPT | CPT | CPT | CPT | CPT | CPT | CPT | CPT | CPT | CPT | CPT | CPT | CPT | CPT | CPT | CPT | CPT | CPT | CPT | CPT | CPT | CPT | CPT | CPT | CPT | CPT | CPT | CPT | CPT | CPT | CPT | CPT | CPT | CPT | CPT | CPT | CPT | CPT | CPT | CPT | CPT | CPT | CPT | CPT | CPT | CPT | CPT | CPT | CPT | CPT | CPT | CPT | CPT | CPT | CPT | CPT | CPT | CPT | CPT | CPT | CPT | CPT | CPT | CPT | CPT | CPT | CPT | CPT | CPT | CPT | CPT | CPT | CPT | CPT | CPT | CPT | CPT | CPT | CPT | CPT | CPT | CPT | CPT | CPT | CPT | CPT | CPT | CPT | CPT | CPT | CPT | CPT | CPT | CPT | CPT | CPT | CPT | CPT | CPT | CPT | CPT | CPT | CPT | CPT | CPT | CPT | CPT | CPT | CPT | CPT | CPT | CPT | CPT | CPT | CPT | CPT | CPT | CPT | CPT | CPT | CPT | CPT | CPT | CPT | CPT | CPT | CPT | CPT | CPT | CPT | CPT | CPT | CPT | CPT | CPT | CPT | CPT | CPT | CPT | CPT | CPT | CPT | CPT | CPT | CPT | CPT | CPT | CPT | CPT | CPT | CPT | CPT | CPT | CPT | CPT | CPT | CPT | CPT | CPT | CPT | CPT | CPT | CPT | CPT | CPT | CPT | CPT | CPT | CPT | CPT | CPT | CPT | CPT | CPT | CPT | CPT | CPT | CPT | CPT | CPT | CPT | CPT | CPT | CPT | CPT | CPT | CPT | CPT | CPT | CPT | CPT | CPT | CPT | CPT | CPT | CPT | CPT | CPT | CPT | CPT | CPT | CPT | CPT | CPT | CPT | CPT | CPT | CPT | CPT | CPT | CPT | CPT | CPT | CPT | CPT | CPT | CPT | CPT | CPT | CPT | CPT | CPT | CPT | CPT | CPT | CPT | CPT | CPT | CPT | CPT | CPT | CPT | CPT | CPT | CPT | CPT | CPT | CPT | CPT | CPT | CPT | CPT | CPT | CPT | CPT | CPT | CPT | CPT | CPT | CPT | CPT | CPT | CPT | CPT | CPT | CPT | CPT | CPT | CPT | CPT | CPT | CPT | CPT | CPT | CPT | CPT | CPT | CPT | CPT | CPT | CPT | CPT | CPT | CPT | CPT | CPT | CPT | CPT | CPT | CPT | CPT | CPT | CPT | CPT | CPT | CPT | CPT | CPT | CPT | CPT | CPT | CPT | CPT | CPT | CPT | CPT | CPT | CPT | CPT | CPT | CPT | CPT | CPT | CPT | CPT | CPT | CPT | CPT | CPT | CPT | CPT | CPT | CPT | CPT | CPT | CPT | CPT | CPT | CPT | CPT | CPT | CPT | CPT | CPT | CPT | CPT | CPT | CPT | CPT | CPT | CPT | CPT | CPT | CPT | CPT | CPT | CPT | CPT | CPT | CPT | CPT | CPT | CPT | CPT | CPT | CPT | CPT | CPT | CPT | CPT | CPT | CPT | CPT | CPT | CPT | CPT | CPT | CPT | CPT | CPT | CPT | CPT | CPT | CPT | CPT | CPT | CPT | CPT | CPT | CPT | CPT | CPT | CPT | CPT | CPT | CPT | CPT | CPT | CPT | CPT | CPT | CPT | CPT | CPT | CPT | CPT | CPT | CPT | CPT | CPT | CPT | CPT | CPT | CPT | CPT | CPT | CPT | CPT | CPT | CPT | CPT | CPT | CPT | CPT | CPT | CPT | CPT | CPT | CPT | CPT | CPT | CPT | CPT | CPT | CPT | CPT | CPT | CPT | CPT | CPT | CPT | CPT | CPT | CPT | CPT | CPT | CPT | CPT | CPT | CPT | CPT | CPT | CPT | CPT | CPT | CPT | CPT | CPT | CPT | CPT | CPT | CPT | CPT | CPT | CPT | CPT | CPT | CPT | CPT | CPT | CPT | CPT | CPT | CPT | CPT | CPT
Anticipated Exploratory Hole Depth (m) | 20 | 20 | 20 | 20 | 20 | 20 | 20 | 20 | 20 | 20 | 20 | 20 | 20 | 20 | 20 | 20 | 20 | 20 | 20 | 20 | 20 | 20 | 20 | 20 | 20 | 20 | 20 | 20 | 20 | 20 | 20 | 20 | 20 | 20 | 20 | 20 | 20 | 20 | 20 | 20 | 20 | 20 | 20 | 20 | 20 | 20 | 20 | 20 | 20 | 20 | 20 | 20 | 20 | 20 | 20 | 20 | 20 | 20 | 20 | 20 | 20 | 20 | 20 | 20 | 20 | 20 | 20 | 20 | 20 | 20 | 20 | 20 | 20 | 20 | 20 | 20 | 20 | 20 | 20 | 20 | 20 | 20 | 20 | 20 | 20 | 20 | 20 | 20 | 20 | 20 | 20 | 20 | 20 | 20 | 20 | 20 | 20 | 20 | 20 | 20 | 20 | 20 | 20 | 20 | 20 | 20 | 20 | 20 | 20 | 20 | 20 | 20 | 20 | 20 | 20 | 20 | 20 | 20 | 20 | 20 | 20 | 20 | 20 | 20 | 20 | 20 | 20 | 20 | 20 | 20 | 20 | 20 | 20 | 20 | 20 | 20 | 20 | 20 | 20 | 20 | 20 | 20 | 20 | 20 | 20 | 20 | 20 | 20 | 20 | 20 | 20 | 20 | 20 | 20 | 20 | 20 | 20 | 20 | 20 | 20 | 20 | 20 | 20 | 20 | 20 | 20 | 20 | 20 | 20 | 20 | 20 | 20 | 20 | 20 | 20 | 20 | 20 | 20 | 20 | 20 | 20 | 20 | 20 | 20 | 20 | 20 | 20 | 20 | 20 | 20 | 20 | 20 | 20 | 20 | 20 | 20 | 20 | 20 | 20 | 20 | 20 | 20 | 20 | 20 | 20 | 20 | 20 | 20 | 20 | 20 | 20 | 20 | 20 | 20 | 20 | 20 | 20 | 20 | 20 | 20 | 20 | 20 | 20 | 20 | 20 | 20 | 20 | 20 | 20 | 20 | 20 | 20 | 20 | 20 | 20 | 20 | 20 | 20 | 20 | 20 | 20 | 20 | 20 | 20 | 20 | 20 | 20 | 20 | 20 | 20 | 20 | 20 | 20 | 20 | 20 | 20 | 20 | 20 | 20 | 20 | 20 | 20 | 20 | 20 | 20 | 20 | 20 | 20 | 20 | 20 | 20 | 20 | 20 | 20 | 20 | 20 | 20 | 20 | 20 | 20 | 20 | 20 | 20 | 20 | 20 | 20 | 20 | 20 | 20 | 20 | 20 | 20 | 20 | 20 | 20 | 20 | 20 | 20 | 20 | 20 | 20 | 20 | 20 | 20 | 20 | 20 | 20 | 20 | 20 | 20 | 20 | 20 | 20 | 20 | 20 | 20 | 20 | 20 | 20 | 20 | 20 | 20 | 20 | 20 | 20 | 20 | 20 | 20 | 20 | 20 | 20 | 20 | 20 | 20 | 20 | 20 | 20 | 20 | 20 | 20 | 20 | 20 | 20 | 20 | 20 | 20 | 20 | 20 | 20 | 20 | 20 | 20 | 20 | 20 | 20 | 20 | 20 | 20 | 20 | 20 | 20 | 20 | 20 | 20 | 20 | 20 | 20 | 20 | 20 | 20 | 20 | 20 | 20 | 20 | 20 | 20 | 20 | 20 | 20 | 20 | 20 | 20 | 20 | 20 | 20 | 20 | 20 | 20 | 20 | 20 | 20 | 20 | 20 | 20 | 20 | 20 | 20 | 20 | 20 | 20 | 20 | 20 | 20 | 20 | 20 | 20 | 20 | 20 | 20 | 20 | 20 | 20 | 20 | 20 | 20 | 20 | 20 | 20 | 20 | 20 | 20 | 20 | 20 | 20 | 20 | 20 | 20 | 20 | 20 | 20 | 20 | 20 | 20 | 20 | 20 | 20 | 20 | 20 | 20 | 20 | 20 | 20 | 20 | 20 | 20 | 20 | 20 | 20 | 20 | 20 | 20 | 20 | 20 | 20 | 20 | 20 | 20 | 20 | 20 | 20 | 20 | 20 | 20 | 20 | 20 | 20 | 20 | 20 | 20 | 20 | 20 | 20 | 20 | 20 | 20 | 20 | 20 | 20 | 20 | 20 | 20 | 20 | 20 | 20 | 20 | 20 | 20 | 20 | 20 | 20 | 20 | 20 | 20 | 20 | 20 | 20 | 20 | 20 | 20 | 20 | 20 | 20 | 20
Installations | N/A | N/A | N/A | N/A | N/A | N/A | N/A | N/A | N/A | N/A | N/A | N/A | N/A | N/A | N/A | N/A | N/A | N/A | N/A | N/A | N/A | N/A | N/A | N/A | N/A | N/A | N/A | N/A | N/A | N/A | N/A | N/A | N/A | N/A | N/A | N/A | N/A | N/A | N/A | N/A | N/A | N/A | N/A | N/A | N/A | N/A | N/A | N/A | N/A | N/A | N/A | N/A | N/A | N/A | N/A | N/A | N/A | N/A | N/A | N/A | N/A | N/A | N/A | N/A | N/A | N/A | N/A | N/A | N/A | N/A | N/A | N/A | N/A | N/A | N/A | N/A | N/A | N/A | N/A | N/A | N/A | N/A | N/A | N/A | N/A | N/A | N/A | N/A | N/A | N/A | N/A | N/A | N/A | N/A | N/A | N/A | N/A | N/A | N/A | N/A | N/A | N/A | N/A | N/A | N/A | N/A | N/A | N/A | N/A | N/A | N/A | N/A | N/A | N/A | N/A | N/A | N/A | N/A | N/A | N/A | N/A | N/A | N/A | N/A | N/A | N/A | N/A | N/A | N/A | N/A | N/A | N/A | N/A | N/A | N/A | N/A | N/A | N/A | N/A | N/A | N/A | N/A | N/A | N/A | N/A | N/A | N/A | N/A | N/A | N/A | N/A | N/A | N/A | N/A | N/A | N/A | N/A | N/A | N/A | N/A | N/A | N/A | N/A | N/A | N/A | N/A | N/A | N/A | N/A | N/A | N/A | N/A | N/A | N/A | N/A | N/A | N/A | N/A | N/A | N/A | N/A | N/A | N/A | N/A | N/A | N/A | N/A | N/A | N/A | N/A | N/A | N/A | N/A | N/A | N/A | N/A | N/A | N/A | N/A | N/A | N/A | N/A | N/A | N/A | N/A | N/A | N/A | N/A | N/A | N/A | N/A | N/A | N/A | N/A | N/A | N/A | N/A | N/A | N/A | N/A | N/A | N/A | N/A | N/A | N/A | N/A | N/A | N/A | N/A | N/A | N/A | N/A | N/A | N/A | N/A | N/A | N/A | N/A | N/A | N/A | N/A | N/A | N/A | N/A | N/A | N/A | N/A | N/A | N/A | N/A | N/A | N/A | N/A | N/A | N/A | N/A | N/A | N/A | N/A | N/A | N/A | N/A | N/A | N/A | N/A | N/A | N/A | N/A | N/A | N/A | N/A | N/A | N/A | N/A | N/A | N/A | N/A | N/A | N/A | N/A | N/A | N/A | N/A | N/A | N/A | N/A | N/A | N/A | N/A | N/A | N/A | N/A | N/A | N/A | N/A | N/A | N/A | N/A | N/A | N/A | N/A | N/A | N/A | N/A | N/A | N/A | N/A | N/A | N/A | N/A | N/A | N/A | N/A | N/A | N/A | N/A | N/A | N/A | N/A | N/A | N/A | N/A | N/A | N/A | N/A | N/A | N/A | N/A | N/A | N/A | N/A | N/A | N/A | N/A | N/A | N/A | N/A | N/A | N/A | N/A | N/A | N/A | N/A | N/A | N/A | N/A | N/A | N/A | N/A | N/A | N/A | N/A | N/A | N/A | N/A | N/A | N/A | N/A | N/A | N/A | N/A | N/A | N/A | N/A | N/A | N/A | N/A | N/A | N/A | N/A | N/A | N/A | N/A | N/A | N/A | N/A | N/A | N/A | N/A | N/A | N/A | N/A | N/A | N/A | N/A | N/A | N/A | N/A | N/A | N/A | N/A | N/A | N/A | N/A | N/A | N/A | N/A | N/A | N/A | N/A | N/A | N/A | N/A | N/A | N/A | N/A | N/A | N/A | N/A | N/A | N/A | N/A | N/A | N/A | N/A | N/A | N/A | N/A | N/A | N/A | N/A | N/A | N/A | N/A | N/A | N/A | N/A | N/A | N/A | N/A | N/A | N/A | N/A | N/A | N/A | N/A | N/A | N/A | N/A | N/A | N/A | N/A | N/A | N/A | N/A | N/A | N/A | N/A | N/A | N/A | N/A | N/A | N/A | N/A | N/A | N/A | N/A | N/A | N/A | N/A | N/A | N/A | N/A | N/A | N/A | N/A | N/A | N/A | N/A | N/A | N/A | N/A | N/A | N/A | N/A | N/A | N/A | N/A | N/A | N/A | N/A | N/A | N/A | N/A | N/A | N/A | N/A | N/A | N/A | N/A | N/A | N/A | N/A | N/A | N/A | N/A | N/A | N/A | N/A | N/A | N/A | N/A | N/A

## TP (hidden)
Exploatory Hole Reference No. | GCK-TP-001 | GCK-TP-002 | GCK-TP-003 | GCK-TP-004 | GCK-TP-005 | GCK-TP-006 | GCK-TP-007 | GCK-TP-008 | GCK-TP-009 | GCK-TP-010 | GCK-TP-011 | GCK-TP-012 | GCK-TP-013 | GCK-TP-014 | GCK-TP-015 | GCK-TP-016 | GCK-TP-017 | GCK-TP-018 | GCK-TP-019 | GCK-TP-020 | GCK-TP-021 | GCK-TP-022 | GCK-TP-023 | GCK-TP-024 | GCK-TP-025 | GCK-TP-026 | GCK-TP-027 | GCK-TP-028 | GCK-TP-029 | GCK-TP-030 | GCK-TP-031 | GCK-TP-032 | GCK-TP-033 | GCK-TP-034 | GCK-TP-035 | GCK-TP-036 | GCK-TP-037 | GCK-TP-038 | GCK-TP-039 | GCK-TP-040 | GCK-TP-041 | GCK-TP-042 | GCK-TP-043 | GCK-TP-044 | GCK-TP-045 | GCK-TP-046 | GCK-TP-047 | GCK-TP-048 | GCK-TP-049 | GCK-TP-050 | GCK-TP-051 | GCK-TP-052 | GCK-TP-053 | GCK-TP-054 | GCK-TP-055 | GCK-TP-056 | GCK-TP-057 | GCK-TP-058 | GCK-TP-059 | GCK-TP-060 | GCK-TP-061 | GCK-TP-062 | GCK-TP-063 | GCK-TP-064 | GCK-TP-065 | GCK-TP-066 | GCK-TP-067 | GCK-TP-068 | GCK-TP-069 | GCK-TP-070 | GCK-TP-071 | GCK-TP-072 | GCK-TP-073 | GCK-TP-074 | GCK-TP-075 | GCK-TP-076 | GCK-TP-077 | GCK-TP-078 | GCK-TP-079 | GCK-TP-080 | GCK-TP-081 | GCK-TP-082 | GCK-TP-083 | GCK-TP-084 | GCK-TP-085 | GCK-TP-086 | GCK-TP-087 | GCK-TP-088 | GCK-TP-089 | GCK-TP-090 | GCK-TP-091 | GCK-TP-092 | GCK-TP-093 | GCK-TP-094 | GCK-TP-095 | GCK-TP-096 | GCK-TP-097 | GCK-TP-098 | GCK-TP-099 | GCK-TP-100 | GCK-TP-101 | GCK-TP-102 | GCK-TP-103 | GCK-TP-104 | GCK-TP-105 | GCK-TP-106 | GCK-TP-107 | GCK-TP-108 | GCK-TP-109 | GCK-TP-110 | GCK-TP-111
Exploratory Hole Type | TP | TP | TP | TP | TP | TP | TP | TP | TP | TP | TP | TP | TP | TP | TP | TP | TP | TP | TP | TP | TP | TP | TP | TP | TP | TP | TP | TP | TP | TP | TP | TP | TP | TP | TP | TP | TP | TP | TP | TP | TP | TP | TP | TP | TP | TP | TP | TP | TP | TP | TP | TP | TP | TP | TP | TP | TP | TP | TP | TP | TP | TP | TP | TP | TP | TP | TP | TP | TP | TP | TP | TP | TP | TP | TP | TP | TP | TP | TP | TP | TP | TP | TP | TP | TP | TP | TP | TP | TP | TP | TP | TP | TP | TP | TP | TP | TP | TP | TP | TP | TP | TP | TP | TP | TP | TP | TP | TP | TP | TP | TP
Anticipated Exploratory Hole Depth (m) | 3 | 3 | 3 | 3 | 3 | 3 | 3 | 3 | 3 | 3 | 3 | 3 | 3 | 3 | 3 | 3 | 3 | 3 | 3 | 3 | 3 | 3 | 3 | 3 | 3 | 3 | 3 | 3 | 3 | 3 | 3 | 3 | 3 | 3 | 3 | 3 | 3 | 3 | 3 | 3 | 3 | 3 | 3 | 3 | 3 | 3 | 3 | 3 | 3 | 3 | 3 | 3 | 3 | 3 | 3 | 3 | 3 | 3 | 3 | 3 | 3 | 3 | 3 | 3 | 3 | 3 | 3 | 3 | 3 | 3 | 3 | 3 | 3 | 3 | 3 | 3 | 3 | 3 | 3 | 3 | 3 | 3 | 3 | 3 | 3 | 3 | 3 | 3 | 3 | 3 | 3 | 3 | 3 | 3 | 3 | 3 | 3 | 3 | 3 | 3 | 3 | 3 | 3 | 3 | 3 | 3 | 3 | 3 | 3 | 3 | 3
Installations | N/A | N/A | N/A | N/A | N/A | N/A | N/A | N/A | N/A | N/A | N/A | N/A | N/A | N/A | N/A | N/A | N/A | N/A | N/A | N/A | N/A | N/A | N/A | N/A | N/A | N/A | N/A | N/A | N/A | N/A | N/A | N/A | N/A | N/A | N/A | N/A | N/A | N/A | N/A | N/A | N/A | N/A | N/A | N/A | N/A | N/A | N/A | N/A | N/A | N/A | N/A | N/A | N/A | N/A | N/A | N/A | N/A | N/A | N/A | N/A | N/A | N/A | N/A | N/A | N/A | N/A | N/A | N/A | N/A | N/A | N/A | N/A | N/A | N/A | N/A | N/A | N/A | N/A | N/A | N/A | N/A | N/A | N/A | N/A | N/A | N/A | N/A | N/A | N/A | N/A | N/A | N/A | N/A | N/A | N/A | N/A | N/A | N/A | N/A | N/A | N/A | N/A | N/A | N/A | N/A | N/A | N/A | N/A | N/A | N/A | N/A

## MASW (hidden)
Exploatory Hole Reference No. | GCK-MASW-001 | GCK-MASW-002 | GCK-MASW-003 | GCK-MASW-004 | GCK-MASW-005 | GCK-MASW-006 | GCK-MASW-007 | GCK-MASW-008 | GCK-MASW-009 | GCK-MASW-010 | GCK-MASW-011 | GCK-MASW-012 | GCK-MASW-013 | GCK-MASW-014 | GCK-MASW-015 | GCK-MASW-016 | GCK-MASW-017 | GCK-MASW-018 | GCK-MASW-019 | GCK-MASW-020 | GCK-MASW-021 | GCK-MASW-022 | GCK-MASW-023 | GCK-MASW-024 | GCK-MASW-025 | GCK-MASW-026 | GCK-MASW-027 | GCK-MASW-028 | GCK-MASW-029 | GCK-MASW-030 | GCK-MASW-031 | GCK-MASW-032 | GCK-MASW-033 | GCK-MASW-034 | GCK-MASW-035 | GCK-MASW-036 | GCK-MASW-037 | GCK-MASW-038 | GCK-MASW-039 | GCK-MASW-040 | GCK-MASW-041 | GCK-MASW-042 | GCK-MASW-043 | GCK-MASW-044 | GCK-MASW-045 | GCK-MASW-046 | GCK-MASW-047 | GCK-MASW-048 | GCK-MASW-049 | GCK-MASW-050 | GCK-MASW-051 | GCK-MASW-052 | GCK-MASW-053 | GCK-MASW-054 | GCK-MASW-055 | GCK-MASW-056
Exploratory Hole Type
Anticipated Exploratory Hole Depth (m)
Installations
Length | 97.711 | 54.411 | 113.018 | 45.147 | 155.822 | 154.445 | 236.236 | 76.173 | 101.607 | 204.227 | 67.445 | 131.613 | 139.257 | 58.63 | 87.629 | 192.13 | 34.53 | 200.808 | 34.159 | 63.684 | 69.059 | 129.808 | 63.754 | 20.226 | 69.753 | 54.561 | 91.194 | 73.884 | 73.636 | 81.082 | 73.27 | 46.199 | 103.687 | 72.858 | 118.892 | 103.248 | 48.114 | 178.816 | 54.364 | 92.273 | 36.062 | 78.762 | 27.683 | 136.848 | 27.875 | 85.466 | 95.476 | 65.57 | 35.943 | 41.324 | 54.101 | 89.116 | 56.341 | 28.129 | 28.279 | 89.94

## Trenches (hidden)
Blanchardstown Regional Drainage Scheme
Supplementary Ground Investigation Works - Prelim Exploratory Hole Schedule
Slit Trench Schedule |  |  |  | Rev : 00 |  |  |  | 2026-06-26
TRUE
Exploratory Hole Reference No. | Start Co-ordinates - Irish Grid |  | End Co-ordinates - Irish Grid |  | Anticipated Exploratory Hole Depth (m) | Slit Dimension |  | Installations | [11 empty] | FALSE
| E | N | E | N |  | Width (m) | Length (m)
[9 empty] | E/O Length |  | Trench Details
Slit Trenches | [10 empty] | Total Depth | 0-3m depth | 3-4.5m depth | 4.5-6m depth | Total Volume | 0-3m volume | 3-4.5m Volume | 4.5-6m Volume
ST-01A | 305787.306 | 240863.8984 | 305761.2402 | 240852.4344 | 2.5 | 1 | 28.5 | - | 22.5 |  | 2.5 | 2.5 | 0 | 0 | 71.25 | 71.25 | 0 | 0 | 71.25 | TRUE
ST-02A | 306640.2221 | 240429.6794 | 306657.0688 | 240420.9883 | 2.5 | 1 | 19 | - | 13 |  | 2.5 | 2.5 | 0 | 0 | 47.5 | 47.5 | 0 | 0 | 47.5 | TRUE
ST-03A | 306697.6118 | 240315.4116 | 306689.9721 | 240300.4589 | 2.5 | 1 | 16.8 | - | 10.8 |  | 2.5 | 2.5 | 0 | 0 | 42 | 42 | 0 | 0 | 42 | TRUE
ST-04A | 306790.2983 | 240254.4427 | 306794.8408 | 240238.8694 | 2.5 | 1 | 16.2 | - | 10.2 |  | 2.5 | 2.5 | 0 | 0 | 40.5 | 40.5 | 0 | 0 | 40.5 | TRUE
ST-05A | 306908.9691 | 240181.9353 | 306929.2604 | 240168.7631 | 2.5 | 1 | 24.2 | - | 18.2 |  | 2.5 | 2.5 | 0 | 0 | 60.5 | 60.5 | 0 | 0 | 60.5 | TRUE
ST-06A | 307140.5899 | 239802.624 | 307156.4451 | 239816.8798 | 2.5 | 1 | 21.3 | - | 15.3 |  | 2.5 | 2.5 | 0 | 0 | 53.25 | 53.25 | 0 | 0 | 53.25 | TRUE
ST-07A | 307411.1825 | 239519.6517 | 307422.3183 | 239532.5558 | 2.5 | 1 | 17 | - | 11 |  | 2.5 | 2.5 | 0 | 0 | 42.5 | 42.5 | 0 | 0 | 42.5 | TRUE
ST-08A | 307838.5809 | 239244.6246 | 307862.0625 | 239234.8216 | 2.5 | 1 | 25.5 | - | 19.5 |  | 2.5 | 2.5 | 0 | 0 | 63.75 | 63.75 | 0 | 0 | 63.75 | TRUE
ST-09A | 307971.929 | 239122.2273 | 307954.0895 | 239104.1958 | 2.5 | 1 | 25.4 | - | 19.4 |  | 2.5 | 2.5 | 0 | 0 | 63.5 | 63.5 | 0 | 0 | 63.5 | TRUE
ST-10A | 308078.1171 | 238987.2617 | 308059.2809 | 238959.6214 | 2.5 | 1 | 33.5 | - | 27.5 |  | 2.5 | 2.5 | 0 | 0 | 83.75 | 83.75 | 0 | 0 | 83.75 | TRUE
ST-11A | 308052.3736 | 238926.6023 | 308053.2654 | 238936.5581 | 2.5 | 1 | 10 | - | 4 |  | 2.5 | 2.5 | 0 | 0 | 25 | 25 | 0 | 0 | 25 | TRUE
ST-12A | 308113.2428 | 238920.5504 | 308110.6424 | 238908.062 | 2.5 | 1 | 12.8 | - | 6.8 |  | 2.5 | 2.5 | 0 | 0 | 32 | 32 | 0 | 0 | 32 | TRUE
ST-13A | 308194.5854 | 238898.1541 | 308195.3412 | 238882.4806 | 2.5 | 1 | 15.7 | - | 9.7 |  | 2.5 | 2.5 | 0 | 0 | 39.25 | 39.25 | 0 | 0 | 39.25 | TRUE
ST-14A | 308221.8301 | 238856.5982 | 308209.8326 | 238836.7507 | 2.5 | 1 | 23.2 | - | 17.2 |  | 2.5 | 2.5 | 0 | 0 | 58 | 58 | 0 | 0 | 58 | TRUE
GCK-BH-214 | Provisional - TBC | Provisional - TBC |  | CP | #REF! |  |  | #REF! |  |  |  | 0
GCK-BH-215 | Provisional - TBC | Provisional - TBC |  | CP | #REF! |  |  | #REF! |  |  |  | 0
GCK-BH-216 | Provisional - TBC | Provisional - TBC |  | CP | #REF! |  |  | #REF! |  |  |  | 0
GCK-BH-217 | Provisional - TBC | Provisional - TBC |  | CP | #REF! |  |  | #REF! |  |  |  | 0
GCK-BH-218 | Provisional - TBC | Provisional - TBC |  | CP | #REF! |  |  | #REF! |  |  |  | 0
GCK-BH-219 | Provisional - TBC | Provisional - TBC |  | CP | #REF! |  |  | #REF! |  |  |  | 0
GCK-BH-220 | Provisional - TBC | Provisional - TBC |  | CP | #REF! |  |  | #REF! |  |  |  | 0
GCK-BH-221 | Provisional - TBC | Provisional - TBC |  | CP | #REF! |  |  | #REF! |  |  |  | 0
GCK-BH-222 | Provisional - TBC | Provisional - TBC |  | CP | #REF! |  |  | #REF! |  |  |  | 0
GCK-BH-223 | Provisional - TBC | Provisional - TBC |  | CP | #REF! |  |  | #REF! |  |  |  | 0
GCK-BH-224 | Provisional - TBC | Provisional - TBC |  | CP | #REF! |  |  | #REF! |  |  |  | 0
GCK-BH-225 | Provisional - TBC | Provisional - TBC |  | CP | #REF! |  |  | #REF! |  |  |  | 0
GCK-BH-226 | Provisional - TBC | Provisional - TBC |  | CP | #REF! |  |  | #REF! |  |  |  | 0
GCK-BH-227 | Provisional - TBC | Provisional - TBC |  | CP | #REF! |  |  | #REF! |  |  |  | 0
GCK-BH-228 | Provisional - TBC | Provisional - TBC |  | CP | #REF! |  |  | #REF! |  |  |  | 0
GCK-BH-229 | Provisional - TBC | Provisional - TBC |  | CP | #REF! |  |  | #REF! |  |  |  | 0
GCK-BH-230 | Provisional - TBC | Provisional - TBC |  | CP | #REF! |  |  | #REF! |  |  |  | 0
GCK-BH-231 | Provisional - TBC | Provisional - TBC |  | CP | #REF! |  |  | #REF! |  |  |  | 0
GCK-BH-232 | Provisional - TBC | Provisional - TBC |  | CP | #REF! |  |  | #REF! |  |  |  | 0
GCK-BH-233 | Provisional - TBC | Provisional - TBC |  | CP | #REF! |  |  | #REF! |  |  |  | 0
GCK-BH-234 | Provisional - TBC | Provisional - TBC |  | CP | #REF! |  |  | #REF! |  |  |  | 0
GCK-BH-235 | Provisional - TBC | Provisional - TBC |  | CP | #REF! |  |  | #REF! |  |  |  | 0
GCK-BH-236 | Provisional - TBC | Provisional - TBC |  | CP | #REF! |  |  | #REF! |  |  |  | 0
GCK-BH-237 | Provisional - TBC | Provisional - TBC |  | CP | #REF! |  |  | #REF! |  |  |  | 0
GCK-BH-238 | Provisional - TBC | Provisional - TBC |  | CP | #REF! |  |  | #REF! |  |  |  | 0
GCK-BH-239 | Provisional - TBC | Provisional - TBC |  | CP | #REF! |  |  | #REF! |  |  |  | 0
GCK-BH-240 | Provisional - TBC | Provisional - TBC |  | CP | #REF! |  |  | #REF! |  |  |  | 0
GCK-BH-241 | Provisional - TBC | Provisional - TBC |  | CP | #REF! |  |  | #REF! |  |  |  | 0
GCK-BH-242 | Provisional - TBC | Provisional - TBC |  | CP | #REF! |  |  | #REF! |  |  |  | 0
GCK-BH-243 | Provisional - TBC | Provisional - TBC |  | CP | #REF! |  |  | #REF! |  |  |  | 0
GCK-BH-244 | Provisional - TBC | Provisional - TBC |  | CP | #REF! |  |  | #REF! |  |  |  | 0
GCK-BH-245 | Provisional - TBC | Provisional - TBC |  | CP | #REF! |  |  | #REF! |  |  |  | 0
GCK-BH-246 | Provisional - TBC | Provisional - TBC |  | CP | #REF! |  |  | #REF! |  |  |  | 0
GCK-BH-247 | Provisional - TBC | Provisional - TBC |  | CP | #REF! |  |  | #REF! |  |  |  | 0
GCK-BH-248 | Provisional - TBC | Provisional - TBC |  | CP | #REF! |  |  | #REF! |  |  |  | 0
GCK-BH-249 | Provisional - TBC | Provisional - TBC |  | CP | #REF! |  |  | #REF! |  |  |  | 0
GCK-BH-250 | Provisional - TBC | Provisional - TBC |  | CP | #REF! |  |  | #REF! |  |  |  | 0
GCK-BH-251 | Provisional - TBC | Provisional - TBC |  | CP | #REF! |  |  | #REF! |  |  |  | 0
GCK-BH-252 | Provisional - TBC | Provisional - TBC |  | CP | #REF! |  |  | #REF! |  |  |  | 0
GCK-BH-253 | Provisional - TBC | Provisional - TBC |  | CP | #REF! |  |  | #REF! |  |  |  | 0
GCK-BH-254 | Provisional - TBC | Provisional - TBC |  | CP | #REF! |  |  | #REF! |  |  |  | 0
GCK-BH-255 | Provisional - TBC | Provisional - TBC |  | CP | #REF! |  |  | #REF! |  |  |  | 0
GCK-BH-256 | Provisional - TBC | Provisional - TBC |  | CP | #REF! |  |  | #REF! |  |  |  | 0
GCK-BH-257 | Provisional - TBC | Provisional - TBC |  | CP | #REF! |  |  | #REF! |  |  |  | 0
GCK-BH-258 | Provisional - TBC | Provisional - TBC |  | CP | #REF! |  |  | #REF! |  |  |  | 0
GCK-BH-259 | Provisional - TBC | Provisional - TBC |  | CP | #REF! |  |  | #REF! |  |  |  | 0
GCK-BH-260 | Provisional - TBC | Provisional - TBC |  | CP | #REF! |  |  | #REF! |  |  |  | 0
GCK-BH-261 | Provisional - TBC | Provisional - TBC |  | CP | #REF! |  |  | #REF! |  |  |  | 0
GCK-BH-262 | Provisional - TBC | Provisional - TBC |  | CP | #REF! |  |  | #REF! |  |  |  | 0
GCK-BH-263 | Provisional - TBC | Provisional - TBC |  | CP | #REF! |  |  | #REF! |  |  |  | 0
BH = Borehole in soil, CBH = Borehole extended in rock, CPT= Static Cone Penetration Test, TP = Trial Pit, PM = Pressuremeter / Dilatometer Tests, SPP = Standpipe Piezometer
[10 empty] | Total | 35 | 35 | 0 | 0 | 722.75 | 722.75 | 0 | 0
No. | CPT 34
BH 9
TP 4
Total | 47
205.1

## BoQ Summary (hidden)
Pitting and Trenching (Reinstatement)
D49 | Backfill trial pit or trench excavation with arisings/ excavated materials | nr | #REF!
D50 | Reinstate grassed surface to include replacing of sod and reseeding | nr | #REF!
D51 | Backfill trenches and trial pits in paved areas with imported granular fill (CL 804 sub-base) | m3 | #REF!
D52 | Backfill trenches and trial pits in paved areas with lean mix concrete | m3 | #REF!
D53 | Reinstatement of asphalt/bituminous pavement | m2 | #REF!
D54 | Repair of road markings | lin m | #REF!
D55 | Disposal of excess or surplus inert arisings from trial pits or trenches (where imported granular fill or lean mix concrete is used as backfill) | m3 | #REF!

## Sheet1 (hidden)
Sheet | 1202 | Boreholes | Trial Pits | Inspect. Pit | Slit Trenches
|  | BH01 | TP01 | IP01 | ST01
|  | BH02 | TP02 | IP02 | ST02
|  | BH03 | TP03 | IP03 | ST03
|  | BH04 | TP04 | IP04 | ST04
|  | BH05 | TP05 | IP05 | ST05
|  | BH06 | TP06 | IP06 | ST06
|  | BH07 | TP07 | IP07 | ST07
|  | BH08 |  | IP08
|  | BH09 |  | IP09
IP10
IP11
IP12
| No. | 9 | 7 | 12 | 7
Sheet | 1203 | Boreholes | Trial Pits | Inspect. Pit | Slit Trenches
|  | BH10 | TP08 | IP13 | ST08
|  | BH11 | TP09 | IP14 | ST09
|  | BH12 | TP10 | IP15 | ST10
|  | BH13 |  | IP16 | ST11
|  | BH14 |  | IP17 | ST12
|  | BH15 |  | IP18 | ST13
|  | BH16 |  | IP19 | ST14
|  |  |  | IP20 | ST15
|  |  |  | IP21 | ST16
|  |  |  | IP22 | ST17
|  |  |  | IP23 | ST18
|  |  |  | IP24 | ST19
|  |  |  | IP25 | ST20
| No. | 7 | 3 | 13 | 13
Sheet | 1204 | Boreholes | Trial Pits | Inspect. Pit | Slit Trenches
|  | BH17 | TP11 | INSP26 | ST21
|  | BH18 | TP12 | INSP27 | ST22
|  | BH19 | TP13 | INSP28 | ST23
|  | BH20 |  | INSP29 | ST24
|  | BH21 |  | INSP30 | ST25
|  | BH22 |  | INSP31 | ST26
|  | BH23 |  | INSP32
|  | BH24 |  | INSP33
|  | BH25 |  | INSP34
|  | BH26 |  | INSP35
|  | BH27 |  | INSP36
|  | BH28 |  | INSP37
|  | BH29 |  | INSP38
INSP39
INSP40
INSP41
INSP42
INSP43
INSP44
INSP45
INSP46
INSP47
INSP48
| No. | 13 | 3 | 23 | 6
Sheet | 1205 | Boreholes | Trial Pits | Inspect. Pit | Slit Trenches
|  | BH30 | TP14
|  | BH31 | TP15
|  | BH32 | TP16
TP17
TP18
TP19
| No. | 3 | 6 | 0 | 0
|  | Boreholes | Trial Pits | Inspect. Pit | Slit Trenches
| Totals | 32 | 19 | 48 | 26

## Geophysics (hidden)
Line | Length
1 | 129.5
2 | 140.8
3 | 151.6
4 | 162.6
5 | 151.3
6 | 65.1