## Trade Breakup
Bill Ref. | Description | Quantity | Unit | Rate | Total
(19) SUBSTRUCTURE
(19) SUBSTRUCTURE
Generally
INFORMATION
1/1A | For a detailed description of materials and workmanship, contractors are to refer to the Architectural & Engineering Specification documents. |  | Note
DRAWINGS
1/1B | For layout and elevations refer to Architectural & Structural Plans and Elevations. |  | Note
NOTES
| The general notes apply to excavation and earthwork in this and subsequent sections of the Bill of Quantities. |  | noid
| The rates for excavation work shall include for hand or machine excavation, for excavating in and handling loose and compacted hardcore, rubble and the like, and for grubbing up any disused drains, pipes, cables, roots, concrete, reinforced concrete and brick block stonework structures and any other obstructions met with except only rock. |  | noid
| Should the Contractor excavate below the formation levels shown without specific instructions to do so, he will be required to make good at his own expense, in lean mix C20 concrete. |  | noidn
| The Contractor is required to visit the site and ascertain the nature of work involved in this section. No charge for extra labour, plant or material will be allowed in consequence of the Contractors failure to do this. |  | Noid
| The Contractor shall allow for providing and erecting all necessary barricades, properly planked footways, watching and lighting for the due protection of workmen and the public during the execution of the works. Providing road signs for the diversion of traffic as required by the Authorities. Altering, shifting and adapting barricades as necessary and finally removing when no longer required. |  | Noid
| The Contractor is required to make himself aware of the presence and location of all services over the site and shall take all necessary precautions to avoid interference or damage to these services during the execution of the works. The Contractor shall make due allowance in his rates for working in and around and maintaining live these services as necessary. Any damage caused shall be made good at the Contractors own expense. The Contractor to refer to Structural Engineers and Services Engineers Tender Drawings for the location of all existing site services. Failure to comply with this requirement will not entitle the Contractor to any additional extra's or claims for additional expence. |  | Noid
| The Contractor should note that drying out of floor slabs within the contract period to allow laying of floor finishes is the sole responsibility of the contractor and he should include for providing any necessary heating, plant and equipment in order to achieve this. It is also the Contractors responsibility to liaise directly with the Structural Engineer in order to seek both their advice and recommendations on concrete specification options (e.g.) permitted water and cement content of mixes) which would accelerate the drying out process. The Contractor should include for this requirement in his/her pricing of the following items. Failure to comply with this requirement will not entitle the Contractor to any additional extras or claims for additional expence. |  | Noid
| The Bill of Quantities is not a design document with regard to health and safety ordering materials or construction details, all construction details are to be established from the Engineers/Architects tender documents. |  | Noid
| Power floated and screeded concrete floor slabs are to be finished to a sufficient level to obviate the necessity for the spreading of levelling compounds for all floor coverings measured within this Bill of Quantities / Tender Documentation. Should it arise that it becomes necessary to spread levelling compounds as a preliminary to laying the floor finishes, the cost of this work will be deemed to be included in the prices against the various items of work of floor finishes. |  | Noid
| The Contractor is referred to the enclosed 'Site Investigation Reports' for all information concerning the site, ground conditions, sub-strata water levels and other relevant data. |  | Noid
| The Contractor shall notify the Engineer as soon as excavations are ready for inspection. On no account is any concrete to be poured or filling laid until the Engineer is satisfied with the conditions of excavation. |  | Noid
| The Tenderer is advised that the following measurements and descriptions are to be read in conjunction with the Architects, Structural Engineers and Services Engineers Drawings and Specifications. |  | Noid
EXCAVATION AND EARTHWORK: Excavation
Excavation
Foundation trenches
1/4A | ^^Foundation trenches; maximum depth not exceeding 2.00m |  | m3
Working space; excavation and backfilling with crushed stone to SR21 Annex E in accordance with the Engineers Specification, laid and compacted in 225 mm layers
Foundations
1/4B | ^^Maximum Depth not exceeding 2.0m deep |  | m2
Disposal of water
1/4C | ^^Surface |  | Item
1/4D | ^^Ground |  | Item
Disposal of excavated material
1/4E | ^^Off site |  | m3
Filling; hardcore granular material in accordance with SR21:2014 Annex 'E' T1 STRUCT; compacted in layers 150mm maximum thickness;
To excavations
1/5A | ^^Average thickness exceeding 250 mm thick |  | m3
1/5B | To make up levels
1/5C | ^^Average thickness exceeding 250 mm thick |  | m3
Surface treatments
Blinding filling; horizontal; Annex E T3; sand
1/5D | ^^50mm thick |  | m2
Filling; hardcore granular material in accordance with SR21:2014 Annex 'E' T2 PERM; compacted in layers 150mm maximum thickness
To make up levels
1/5E | ^^Average thickness not exceeding 250 mm thick |  | m3
CONCRETE WORK: In-situ Concrete
Plain in-situ concrete, Grade C12/15; Lean mix; all as per Engineer's Specification
Bulk filling; foundation footings; poured on or against earth or unblinded hardcore
1/5F | ^^Blinding; foundations |  | m3
1/5G | ^^Blinding; floor slabs |  | m3
Cavity fill
1/5H | ^^Generally |  | m3
Reinforced in-situ concrete; Grade C30/37; vibrated; all as per Engineer's Specification
Foundations
1/6A | ^^Generally; reinforced |  | m3
1/6B | Reinforced in-situ concrete; Grade C25/30; vibrated; all as per Engineer's Specification
Slabs
1/6C | ^^Not exceeding 150mm thick; reinforced |  | m3
CONCRETE WORK: Sundries
Design joints in floor slab
Isolation joint to floor slabs including formed joint 20mm wide x 150mm deep filled with two part 20 x 20 mm Polysulphide sealer including 20 mm hydrocell filler board;
1/6D | ^^150mm deep |  | m
Induced Contraction joint (ICJ); saw cut 50 deep x 10mm wide; sealed with Paraseal joint filler
1/6E | ^^50mm deep |  | m
Surface finish
Powerfloating
1/6F | ^^Horizontal surfaces |  | m2
CONCRETE WORK: Reinforcement
Reinforcement; mesh fabric; BS 4483:2005; all as per Engineer's Specification
Fabric; Reference A252; 350 minimum laps
1/6G | ^^Horizontal; over 300mm wide (floor slab) |  | m2
Reference A393; 350 minimum laps
1/7A | ^^Horizontal; over 300mm wide (foundations) |  | m2
1/7B | Spacers and Chairs
1/7C | ^^as required to position reinforcement and maintain minimum cover levels as per Engineers specification |  | Item
CONCRETE WORK: Formwork
Wrought formwork; all in accordance with the Structural Engineers specification
Sides of foundations
1/7D | height; 250 - 500mm |  | m
CONCRETE WORK: Precast Concrete/Composite Construction/Stone Faced Concrete Panels
1/7E | Reinforced concrete
Lintels
1/7F | L1 -215mm x 215mm Killeshal or equivalent prestressed precast concrete lintel |  | m
1/7G | L2 -100mm x 215mm Killeshal or equivalent prestressed precast concrete lintel |  | m
BRICKWORK AND BLOCKWORK: Brickwork/blockwork
Standard ordinary quality solid concrete blocks; 13N/mm2; 440 x 215 x 100; cement; stretcher bond; M6 mortar all as per Engineer's Specification
Walls in trenches
1/7H | ^^550mm thick |  | m2
1/7J | ^^215mm thick |  | m2
1/8A | ^^100mm thick |  | m2
1/8B | ^^^^^Extra over the above for thermal block in accordance with IS EN 771-3 2011 and Architects Specification.
1/8C | ^^215mm thick |  | m2
1/8D | ^^100mm thick |  | m2
ROOFING, CLADDING AND WATERPROOFING: Flexible Sheet Coverings
Damp Proof Courses
DPC; Cavity closer and damp-proof course supports Type B to comply with BS EN 13967, Hyload Pluvex 100 mm laps at joints, sealed with Hyload DPC jointing tape; Hyload DPC mastic, all in accordance with Architects Specification Pr_25_57_21_12
1/8E | ^^Damp proof course, not exceeding 225 mm wide, horizonatal. |  | m
Monarflex RAC gas membrane or equivalent radon protection system; as manufactured by Necoflex Ltd; no allowance for laps; 1mm thick; with all joints sealed and lapped 150mm min. with 'MonoBond LT' or equivalent double sided self-adhesive butyl tape in strict accordance with the manufacturers instructions; all as per Architect's Specification Section Pr_25_57_65_60
Horizontal
1/8F | ^^Over 300mm wide |  | m2
1/8G | ^^extra over detail at threshold |  | m
Vertical
1/8H | ^^300mm high |  | m2
Necoflex or similar and approved radon sump as per Specification Ss_15_10_33_34
Laid in position
1/9A | ^^Generally |  | nr
Vent pipes; upvc
110mm diameter; connection to sumps
1/9B | ^^Horizontal |  | m
1/9C | ^^Vertical; including for concrete bed and surround |  | m
1/9D | ^^^^^Extra over for; forming or leaving ope through 550mm blockwork cavity wall for 110mm diameter pipework |  | nr
1/9E | ^^^^^Extra over for; 90 degree bends |  | nr
1/9F | ^^^^^Extra over for; vent cap 110mm diameter |  | nr
Ruberoid "Top Hat" sections; or equivalent, fitted in strict accordance with the manufacturer's instructions
Fixed in position
1/9G | ^^50 mm diameter protrusions through membrane |  | nr
1/9H | ^^100 mm diameter protrusions through membrane |  | nr
Other Items
1/10A | Provide for all labour, materials, plant and all items which in the tenderers opinion are not specifically allowed for in this section of the works but which can be reasonably inferred from a site inspection and the works requirements as being necessary for the execution and completion of the works. - (List items below) |  | Item
(21) EXTERNAL WALLS
EXTERNAL WALLS
Generally
INFORMATION
2/1A | For a detailed description of materials and workmanship, contractors are to refer to both the Architectural & Engineering Specification documents. |  | Note
2/1B | Provide for constructing and subsequent demolition and disposal of samples, relative to the works included in this element, in accordance with the requirements of the relevant specification |  | Item
DRAWINGS
2/1C | For layout and elevations refer to Architectural & Structural Plans and Elevations. |  | Note
NOTES
2/1D | The Pricing Document is not a specification document. The Contractor must refer to the Designers Drawings and Specifications for full specification notes and details of the scope of works. The Contractor is deemed to have examined the drawings and read the specifications and included for same within his tender rates in the Pricing
2/1E | All works to be carried out in accordance with the Project Drawings, Specifications and Preliminary Health & Safety Plan |  | Note
2/1F | All costs are to include for design, shop drawings, samples, maintenance instructions, fabrication, supply and installation.
2/2A | The Contractor's attention is drawn to the Architect's Specification, Engineer's Specification and the specification notes on the tender drawings. The requirements set out in these documents shall be deemed to be included within the Contractor's tendered rates
2/2B | All precast concrete goods to be installed in accordance with the manufacturers instructions
CONCRETE WORK; In-Situ Concrete
Unreinforced in-situ concrete Grade 30
Filling to back of cills
2/2C | ^^Cross-sectional area < or = 0.10m2 |  | m3
Formwork
Class A formwork to edge of filling to window cill
2/2D | ^^< or = 250mm high; to back cills |  | m
CONCRETE WORK; Precast Concrete
Precast Concrete; Concrete grade 35 in the following precast units with a fair finish on all surfaces, bed and point in gauged mortar:
Lintel by killeshal or equivalent, once splayed, reinforced in strict accordance with Engineers Specification & Drawings
2/2E | ^^215 x 215mm x 2373mm |  | each
2/2F | ^^215 x 215mm x 1473mm |  | each
2/2G | ^^215 x 215mm x 1360mm |  | each
2/2H | ^^215 x 215mm x 1248mm |  | each
2/3A | ^^215 x 215mm x 1135mm |  | each
2/3B | ^^100 x 65mm x 2373mm |  | each
2/3C | ^^100 x 65mm x 1473mm |  | each
2/3D | ^^100 x 65mm x 1360mm |  | each
2/3E | ^^100 x 65mm x 1248mm |  | each
2/3F | ^^100 x 65mm x 1135mm |  | each
Precast concrete sills; overall size as follows ; once rebated ; once throated ; splayed edge lay on dpc ; bedded in mortar;Precast Concrete Cills; pre-tensioned; standard or stock pattern units; including 25mm insulation backing; dpc turned up at back and sides; Kilsaran or similar approved
2/3G | ^^^220 x 155 mm high |  | m
BRICKWORK AND BLOCKWORK: Brickwork and Blockwork
Solid concrete blocks to IS 20, nominal size 440 x 215 x 100 mm, minimum compressive strength 7.5 N/mm2, lay stretcher bond in gauged mortar; all in strict accordance with Architects Specification.
Walls
2/3H | ^^100 mm thick |  | m2
2/3J | ^^215 mm thick |  | m2
2/3K | ^^^^^Extra over for thermal block in acordance with IS EN 771-3 2011 and Architects Specification; 100mm thick |  | m2
2/3L | ^^^^^Extra over for thermal block in acordance with IS EN 771-3 2011 and Architects Specification; 215mm thick |  | m2
Brickwork; Ibstock Dark Grey facing brick 'Leicester Grey Stock' to Architect approval & specification; to BS EN-771-1; 215 x 102 x 65mm; 20N/mm2; tolerances median value T2; Range R1 ; laid in light grey cement mortar (1:3)
Walls
2/4A | ^^100 mm thick |  | m2
Brickwork; Ibstock Light Grey facing brick 'A5147A Clerkenwell Light Grey' to Architect approval & specification; to BS EN-771-1; 215 x 102 x 65mm; 20N/mm2; tolerances median value T2; Range R1; laid in light grey cement mortar (1:3)
Walls
2/4B | ^^100 mm thick |  | m2
BRICKWORK AND BLOCKWORK: Ancillaries to Blockwork/Brickwork
Blockwork
Forming Cavities between 100mm outer leaf and 100mm inner leaf
2/5A | ^^Form 150 mm wide cavity between block leaves with 150mm Polyisocyanurate (PIR) insulation or equivalent, wall insulation slab with foil facings to both sides to achieve a minimum elemental wall -Value of of 0.14 w/sq.m.K, fix in 150 mm cavity with stainless steel wall ties to BS 1449 with an integral device for holding the insulation in position, spaced at 450 mm horizontal centres and 450 mm vertical centres, 6 nr wall ties per sq metre, keep cavity clear of mortar droppings, allow for additional ties at 225 mm centres at wall opes, movement joints and corners. All in strict accordance with Architects Specification |  | m2
Closing cavities
Close top of cavity with single course of blockwork laid flat: bedding and jointing in guaged mortar
2/5B | ^^150 mm wide.; Horizontal |  | m
2/5C | ^^150 mm wide; Sloping |  | m
150mm wide cavity closer Kingspan Thermabate or equivalent; Thermal conductivity 0.034 W/mK all in strict accordance with Architects Specification
2/5D | ^^Set at jambs |  | m
Damp Proof Courses
Damp proof course; I.S. 57; Hyload Pluvex DPC or equivalent; 150mm laps; no allowance in measurements for laps.
2/5E | ^^Vertical set at jambs; 150mm wide |  | m
2/6A | ^^Horizontal under and at back of cill; 700 girth |  | m
Cavity trays; Hyload, lintel tray range or equivalent; fitted as per manufacturers instructions.
2/6B | ^^Horizontal above lintel; 700 girth |  | m
Designed Joints
Movement joints; 10mm thick to blockwork closed cell polyethylene sealed with mastic; Ancon Tepolite type 2, or equivalent, wall ties in every course; SS fish tail ties with debonding sleeves at one end at 225mm centres; including PVC movement joint plaster bead by RenderPlas, or equivalent.
2/6C | ^^10 mm wide; 100 mm deep; vertical |  | m
Joint Reinforcement
2/6D | Joint Reinforcement brickforce or equivalent; stainless steel bed joint reinforcement
2/6E | ^^ 100mm wide |  | m
2/6F | ^^ 215mm wide |  | m
Sundries
Leave ope in 100mm thick outer leaf of cavity wall for ESB meter box
2/6G | ^^490 x 690mm high |  | nr
Leave ope in 100mm thick outer leaf of cavity wall for Telecom box: include precast concrete lintels
2/6H | ^^220 x 300mm high |  | nr
Barriers
Insulation with path of minimum thermal resistance through the insulation of not less than 4.00M2K/W, fixed in cavity all as per manufacturers instructions.
2/7A | ^^140 mm high to back of window cills |  | m
Ventilating Ducts
2/7B | ^^Form or leave opening in 350 mm cavity wall, with 2 No 100 mm block skin. Provide and build in 215 mm diameter telescopic cavity liner unit, 225 x 225 mm hit and miss grill fixed with galvanised screws, internal baffels to reduce light and sound, plugged to blockwork and bedded in guaged mortar (1:1:6) and 225 x 225mm adjustable pvc grill and fly screen fixed with brass screws plugged to blockwork, all as Architects Specification. |  | nr
Airtight Detail: In strict accordance with the Architects Specification.
Airtightness Siga Corvum 12/48, or equivalent, taping around door and window opes, sealed, accordance with the manufacturers instructions, to achieve airtightness of 0.25 m3/(mh)
2/7C | ^^Reveals |  | m
Airtightness Siga Rissan 100, or equivalent, taping at junctions of walls to floors, sealed, accordance with the manufacturers instructions, to achieve airtightness of 0.25 m3/(mh)
2/7D | ^^Floor junction abutting external wall |  | m
2/7E | ^^Junction at eave level |  | m
2/8A | ^^Junction abutting partitions / external wall |  | m
STEELWORK: Structural
Fabricated weldable steel all as per Engineers pecification; all in accordance with the National tructural Steelwork Specification (4th Edition); Grade S275; all fabrication and detailing as specified; including all emporary steelwork for handling and erection purposes and stabilising frames; refer to Structural Engineer's notes and specification
Windposts
2/8B | ^^185x70x6 WP2 Windpost with 220x210x10mm base plate with 4 No. M10 HILTI HST Anchors; cleat to top of post bolted to underside of precast concrete slab with 2 Nr. M16 GR8.8 bolts to specialist design & details; 2600mm long (Ground Floor) |  | nr
2/8C | ^^185x70x6 WP2 Windpost with 220x210x10mm base plate with 4 No. M10 HILTI HST Anchors; cleat to top of post bolted to wall plate with 2 Nr. M16 GR8.8 threaded bars; 3000mm long (First Floor) |  | nr
Entrance Canopy
2/8D | Point fixed Entrance Canopy as per Specification Ss_30_40_34_60; PPC aluminium clad all around in RAL 7001; galvanised and powdercoated frame; contractor designed element including fixings to wall; 1500 long x 700 wide x 150 deep |  | Item
Other Items
2/9A | Provide here for all labour, materials, plant and other items not specifically mentioned above but which, in the tenderers opinion, are inferred from the works requirements documents as being necessary for the proper execution and completion of the works |  | Item
(22) INTERNAL WALLS, PARTITIONS
INTERNAL WALLS
Generally
INFORMATION
3/1A | For a detailed description of materials and workmanship, contractors are to refer to both the Architectural & Engineering Specification documents. |  | Note
3/1B | Provide for constructing and subsequent demolition and disposal of samples, relative to the works included in this element, in accordance with the requirements of the relevant specification |  | Item
DRAWINGS
3/1C | For layout and elevations refer to Architectural & Structural Plans and Elevations. |  | Note
NOTES
3/1D | The Pricing Document is not a specification document. The Contractor must refer to the Designers Drawings and Specifications for full specification notes and details of the scope of works. The Contractor is deemed to have examined the drawings and read the specifications and included for same within his tender rates in the Pricing
3/1E | The Contractor's attention is drawn to the Architect's Specification, Engineer's Specification and the specification notes on the tender drawings. The requirements set out in these documents shall be deemed to be included within the Contractor's tendered rates.
3/2A | All works to be carried out in accordance with the Project Drawings, Specifications and Preliminary Health & Safety Plan |  | Note
3/2B | All costs are to include for design, shop drawings, samples, maintenance instructions, fabrication, supply and installation.
WOODWORK: Structural & First Fixings
First Fixings
head Plate
3/2C | ^^100 x 75mm to head of partition walls shot fixed to precast concrete floor slab |  | m
Accessories
3/2D | ^^Galvanised steel L straps 2.5 x 30 x 1200mm long, screwed to wall plate and fixed to partiton wall with 12 x 50mm wood screws. |  | nr
FLOOR, WALL AND CEILING FINISHES: Stud Partitions
Stud Partitions
Gypsum board partition systems Type A; 75mm timber stud frame at 400mm centres; 12.5mm Gyproc Wallboard with plaster skim finish; All in strict accordance with Architects Specification Ss_25_10_30_35
3/2E | ^^2450 mm high |  | m
3/2F | ^^2575 mm high |  | m
3/2G | ^^^^^ Extra over for Deflection head; to Gypsum detail; to underside of precast concrete soffit |  | m
3/2H | ^^^^^Extra for forming ope 810 mm x 2100 mm |  | nr
3/3A | ^^^^^Extra for forming ope 910 mm x 2100 mm |  | nr
3/3B | ^^^^^Extra for forming ope 1050 mm x 2110 mm |  | nr
3/3C | ^^^^^Angles |  | nr
3/3D | ^^^^^Fair ends |  | nr
3/3E | ^^^^^Intersections |  | nr
3/3F | ^^^^^Abutments to other work |  | nr
Gypsum board partition systems Type B; 75mm timber stud frame at 400mm centres; 12.5mm Gyproc Wallboard with plaster skim finish; Acoustic insulation roll to cavity; All in strict accordance with Architects Specification Ss_25_10_30_35
3/3G | ^^2450mm high |  | m
3/3H | ^^2575 mm high |  | m
3/3J | ^^^^Extra for 12.5mm Moisture resistant plasterboard |  | m2
3/3K | ^^^^^Extra for forming ope 946 mm x 2100 mm |  | nr
3/3L | ^^^^^Extra for forming ope 1050 mm x 2110 mm |  | nr
3/3M | ^^^^^Angles |  | nr
3/3N | ^^^^^Fair ends |  | nr
3/3P | ^^^^^Intersections |  | nr
3/3Q | ^^^^^Abutments to other work |  | nr
Gypsum board partition systems; Fire Rated Partition; 75mm timber stud frame at 400mm centres; 15mm Fireline plasterboard with plaster skim finish; Acoustic insulation roll to cavity; All in strict accordance with Architects Specification
3/3R | ^^2575 mm high |  | m
3/4A | ^^^^^Extra for forming ope 810 mm x 2100 mm |  | nr
3/4B | ^^^^^Angles |  | nr
3/4C | ^^^^^Fair ends |  | nr
3/4D | ^^^^^Intersections |  | nr
3/4E | ^^^^^Abutments to other work |  | nr
Gypsum board partition systems; Fire Rated Partition; 75mm timber stud frame at 400mm centres; 15mm Fireline plasterboard with plaster skim finish; Acoustic insulation roll to cavity; All in strict accordance with Architects Specification
3/4F | ^^2350 - 3700 mm high; (balustrade wall) |  | m
3/4G | ^^^^^Fair ends |  | nr
3/4H | ^^^^^Intersections |  | nr
3/4J | ^^^^^Fair ends; raking top edge |  | m
Other Items
3/4K | Provide here for all labour, materials, plant and other items not specifically mentioned above but which, in the tenderers opinion, are inferred from the works requirements documents as being necessary for the proper execution and completion of the works (List Items Below) |  | Item
(23) FLOORS; GALLERIES
FLOORS, GALLERIES
Generally
INFORMATION
4/1A | For a detailed description of materials and workmanship, contractors are to refer to both the Architectural & Engineering Specification documents. |  | Note
4/1B | Provide for constructing and subsequent demolition and disposal of samples, relative to the works included in this element, in accordance with the requirements of the relevant specification |  | Item
DRAWINGS
4/1C | For layout and elevations refer to Architectural & Structural Plans and Elevations. Refer to Engineers Drawings for Details |  | Note
NOTES
4/1D | All works to be carried out in accordance with the Project Drawings, Specifications and Preliminary Health & Safety Plan |  | Note
CONCRETE WORK: In-situ Concrete
Reinforced in-situ concrete; Grade C28/35; vibrated; all as per Engineer's Specification
Slabs; screed
4/1E | ^^thickness not exceeding 150mm thick (75mm thick) |  | m3
4/1F | ^^thickness exceeding 150mm thick; edge detail; Section 2 Drg.101 |  | m3
CONCRETE WORK: Sundries
Surface finish
Powerfloating
4/2A | ^^Horizontal surfaces |  | m2
CONCRETE WORK: Reinforcement
Bar Reinforcement; hot rolled deformed bars complying with BS 8666:2005; high yield bars Type 2; all in accordance with Engineer's Specification
4/2B | ^^less than 12mm diameter; H10 Hook Bars at 600mm centres; at edge of slab screed |  | t
Reinforcement; mesh fabric; BS 4483:2005; all as per Engineer's Specification
Fabric; Reference A252; 350 minimum laps
4/2C | ^^Horizontal; over 300mm wide (floor screed) |  | m2
Spacers and Chairs
4/2D | ^^as required to position reinforcement and maintain minimum cover levels as per Engineers specification |  | Item
CONCRETE WORK: Formwork
Wrought formwork; all in accordance with the Structural Engineers specification
edges of suspended slabs; screed
4/2E | height; not exceeding 250mm (225mm high) |  | m
Concrete Work: Precast Concrete/Composite Construction/Stone Faced Concrete Panels
150mm precast concrete hollowcore slabs; Ducon or similar; bedded in mortar
Floors
4/3A | Maximum Span - 5.00 - 7.00m |  | m2
Other Items
4/3B | Provide here for all labour, materials, plant and other items not specifically mentioned above but which, in the tenderers opinion, are inferred from the works requirements documents as being necessary for the proper execution and completion of the works (List Items Below) |  | Item
(24, 34) STAIRS & STAIRS COMPLETIONS
STAIRS RAMPS.
Generally
INFORMATION
5/1A | For a detailed description of materials and workmanship, contractors are to refer to both the Architectural & Engineering Specification documents. |  | Note
DRAWINGS
5/1B | For layout and elevations refer to Architectural & Structural Plans and Elevations. |  | Note
Concrete Work: Precast Concrete/Composite Construction/Stone Faced Concrete Panels
Precast concrete stairs to specialist design and details; including all brackets bolts, fixings and the like
Staircase flights
5/1C | flight 1020mm wide;6 treads; 1230mm rise; 1684mm going (Ground - half landing) |  | each
5/1D | flight 1020mm wide; 8 treads; 1570mm rise; 2240mm going (half landing - First Floor) |  | each
5/1E | half landing; 2147 x 1000mm |  | each
WOODWORK: Boarding and Second Fixings
Second fixings; softwood; 5mm groove to detail as per drawing A-5004
5/1F | Skirtings; 125 x 16mm |  | m
WOODWORK: Composite Items
Balustrades to BS 6180 & BS 8300-2; stained hardwood to Architects specification Ss_25_60_05_05
Rails; handrails to stairs; bracketed to walls
5/2A | 50mm diameter |  | m
FLOOR, WALL AND CEILING FINISHINGS: Board finishes
15mm thick foil-backed plasterboard slabs fixed to timber joists, having the joints filled with gyplite joint filler in conjunction with gyplite tape and finished with skim finish, screw fixed; refer to Architects Specification , all in accordance with manufacturers instructions.
Ceilings
5/2B | ^^Over 300mm wide; Horizontal |  | m2
^^Extra over for:
5/2C | 100 x 44 framing @ 400mm c/c to stairs soffit; shot fixed to concrete |  | m2
PAINTING AND DECORATING: Painting
Balustrades & Handrails
Prepare and apply one coat of aluminium type 2 wood primer, one undercoat and two finishing coats, per Architects Specification, on the following wood surfaces:
5/2D | ^^handrails |  | m
5/2E | ^^second fixings; skirtings; girth not exceeding 300mm |  | m
5/2F | ^^second fixings; skirtings; girth exceeding 300mm |  | m2
Internal Work
Prepare and apply one initial coat, and two finishing coats of white emuslion paint , or equivalent; all as per Architects Specification
5/3A | ^^over 300mm wide; to plaster base |  | m2
Other Items
5/3B | Provide here for all labour, materials, plant and other items not specifically mentioned above but which, in the tenderers opinion, are inferred from the works requirements documents as being necessary for the proper execution and completion of the works (List Items Below) |  | Item
(27) ROOFS
ROOF
Generally
INFORMATION
6/1A | For a detailed description of materials and workmanship, contractors are to refer to both the Architectural & Engineering Specification documents. |  | Note
DRAWINGS
6/1B | For layout and elevations refer to Architectural & Structural Plans and Elevations. |  | Note
Notes
6/1C | The Pricing Document is not a specification document. The Contractor must refer to the Designers Drawings and Specifications for full specification notes and details of the scope of works. The Contractor is deemed to have examined the drawings and read the specifications and included for same within his tender rates in the Pricing
6/1D | The Contractor's attention is drawn to the Architect's Specification, Engineer's Specification and the specification notes on the tender drawings. The requirements set out in these documents shall be deemed to be included within the Contractor's tendered rates.
6/1E | All works to be carried out in accordance with the Project Drawings, Specifications and Preliminary Health & Safety Plan
6/2A | All costs are to include for design, shop drawings, samples, maintenance instructions, fabrication, supply and installation.
WOODWORK: Structural & First Fixings
Pre-fabricated
Trussed rafters, roof trusses and the like; Refer to Engineers Drawing and detail sections and layouts
| Roof trusses - Timber roof trusses to pitched roofs, to engineer's design and specification |  | noid
| Truss, profile as Engineers detailed drawing, roof pitch as indicated; hoisting and fixing at approx 3.00m above ground floor level. |  | noid
| All timber bracing to trusses will be deemed included. |  | noid
6/2B | ^^6900 mm clear span including overhang |  | nr
6/2C | ^^9400 mm clear span girder truss |  | nr
6/2D | ^^550 - 6900 mm clear span truncated trusses |  | nr
Carcassing
Pitched roofs:
Sawn white deal, vacuum presure impregnated, stress graded C16
6/2E | ^^150 x 44 mm (Rafters) |  | m
6/2F | ^^150 x 44 mm (Noggings/Gable Ladder) |  | m
6/2G | ^^125 x 44 mm (Longitudinal bracing) |  | m
6/2H | ^^125 x 44 mm (Ridge bracing) |  | m
6/3A | ^^125 x 44 mm (Diagonal bracing) |  | m
Water tank supports
6/3B | ^^115 x 44 mm spreader beam |  | m
6/3C | ^^175 x 44 mm secondary bearer |  | m
6/3D | ^^115 x 44 mm primary bearer |  | m
First Fixings
Wall Plate
6/3E | ^^215 x 75mm |  | m
Boarding & Sheeting
25mm thick Marine plywood; laid on timber joists
6/3F | ^^Exceeding 300mm wide, Attic storage area. |  | m2
6/3G | ^^Unilin XT/walk-R or similar attic decking system |  | m2
6/3H | ^^handrail to perimeter of walk way |  | m
WOODWORK: Ironmongery, Accessories and Sundries
Insulating materials
Thermal: 400mm glass wool insulation; ISOVER Metac 034 or similar; U-value 0.11W/m.k; as per Architects Specification
6/3J | ^^200 mm thick quilt insulation laid between ceiling joists |  | m2
6/3K | ^^200 mm thick quilt insulation laid over ceiling joists. |  | m2
Thermal: mineral wool slab insulation; Rockwool Fire Barrier slab or similar; as per Architects Specification
6/3L | ^^100mm thick (eaves 500mm wide |  | m2
Accessories
6/4A | ^^Galvanised steel L straps 5 x 30 x 900mm long min at 1800mm centres, screwed to wall plate and fixed with 3 Nr. fixings to block wall with HPS nylon plug anchors. |  | nr
6/4B | ^^Galvanised steel L straps 5 x 30 x 1600mm long screwed to 3 No trusses and fixed to block wall ditto incl packing at 2m centres to external walls |  | nr
6/4C | ^^Galvanised steel L straps 5 x 30 x 1000mm long, screwed to timber trusses and noggings incl packing at 2m centres |  | nr
6/4D | ^^Galvanised steel truss fixing clip "Bat" or equal approved, fixed to plate and truss in accordance with manufacturers instructions. |  | nr
6/4E | ^^Galvanised steel truss fixing clip "Bat" or equal approved, to suit girder truss,fixed to plate and truss in accordance with manufacturers instructions. |  | nr
Other Items
6/4F | Provide here for all labour, materials, plant and other items not specifically mentioned above but which, in the tenderers opinion, are inferred from the works requirements documents as being necessary for the proper execution and completion of the works (List Items Below) |  | Item
(28) FRAME
FRAME
STRUCTURAL STEEL
Structural Steel Grade S275; including connections, bolts and welds; building into blockwork; CE marking; all in accordance with the Engineer's Specification & Drawing S-0101
Fabricated members, primary steelwork
Beams
7/1A | ^^100 - 150kg /m (203UC 86); 440 x 15mm plate welded to underside with 6mm stitch weld, 100mm on, 100mm off |  | t
Fire Protection Coatings
Shot blated and primed; iprepare and apply intumescent coating; 1 hour fire resistance
7/1B | ^^all surfaces of steel members |  | m2
Bolts
7/1C | M20 Grade 8.8 |  | nr
CONCRETE WORK; Precast Concrete
Precast Concrete; Concrete grade 35 in the following precast units with a fair finish on all surfaces, bed and point in gauged mortar:
Padstones; precast concrete in strict accordance with Engineers Specification & Drawings
7/1D | ^^450 x 215 x 215mm |  | each
(31) EXTERNAL WALLS COMPLETIONS
EXTERNAL WALL COMPLETIONS
Generally
INFORMATION
8/1A | For a detailed description of materials and workmanship, contractors are to refer to both the Architectural & Engineering Specification documents. |  | Note
8/1B | Provide for constructing and subsequent demolition and disposal of samples, relative to the works included in this element, in accordance with the requirements of the relevant specification |  | Item
DRAWINGS
8/1C | For layout and elevations refer to Architectural Plans, Details and Schedules. |  | Note
NOTES
8/1D | The Pricing Document is not a specification document. The Contractor must refer to the Designers Drawings and Specifications for full specification notes and details of the scope of works. The Contractor is deemed to have examined the drawings and read the specifications and included for same within his tender rates in the Pricing
8/1E | The Contractor's attention is drawn to the Architect's Specification, Engineer's Specification and the specification notes on the tender drawings. The requirements set out in these documents shall be deemed to be included within the Contractor's tendered rates
8/2A | All works to be carried out in accordance with the Project Drawings, Specifications and Preliminary Health & Safety Plan
8/2B | This element has been measured from the relevant Architect's Drawings together with Engineers Drawings. |  | Note
8/2C | Dimensions provided are indicative, all dimensions should be measured on-site and agreed with the Architect/Employers Representative, before manufacturing begins. |  | Note
8/2D | The window system must have the following test certificates available for inspection: Air filtration BS 5368 Part 1, Water penetration BS 5368 Part 2; Wind resistance BS 5368 Part 3; Weather tightness BS 6375 Part 1.Safety glazing in accordance with BS 6262 Part 4. The test procedures are based on British standards, but may be altered prior to testing to meet European standards and procedures. |  | Note
8/2E | Where Permavents are outlined, these are to comply with Architects Specifications and achieve a minimum Air Tightness as specified. |  | Note
8/2F | The window unit rates shall include for selected colour powder coated proprietary aluminium cills, include jointing sleeves, intermediate fixing clips, corner clips, silicone sealant and galvanised steel brackets in accordance with the Architect's Specifications. |  | Note
8/2G | All costs are to include for design, shop drawings, samples, maintenance instructions, fabrication, supply and installation.
WOODWORK: Boarding and Second Fixings
Softwood Window board - red deal, matched for grain and colour; plugged screwed and pelleted at 450mm centres, 40 x 25 mm rebated softwood cap piece; including treated softwood grounds and mastic sealing; all as per Architect's Specification
Window boards; exposed edge bullnosed
8/3A | ^^250 x 30 mm thick |  | m
Concrete Cills
Concrete Cills; as per Architects Specification and manufactures recommendations
8/3B | ^^ Kilsaran or similar approved Refer to detail drawings. 100mm leading edge |  | m
METALWORK: Non-Structural
Composite Items
External triple glazed Alu Clad windows to achieve max 1.4 W/m2K u-value in accordance with TGDL. Background and purge entilation to be provided in line with TGDF. Triple glazed alu-clad windows. Refer to specification system clause Ss_25_30_95_
Windows, refer to Architects Drawing for details
8/3C | ^^Window; 1923 x 1810mm high ref W/B/03, 05, 13, Type A |  | nr
8/3D | ^^Window; 1023 x 1810mm high ref W/B/01, 03, 05, 08, 09, Type B |  | nr
8/3E | ^^Window; 985 x 1923mm high ref W/B/04, Type C |  | nr
8/3F | ^^Window; 910 x 1210 mm high ref W/B/11, Type D |  | nr
8/4A | ^^Window; 2000 x 1100 mm high ref W/B/02, Type F |  | nr
8/4B | ^^Window; 685 x 1100 mm high ref W/B/02, Type G |  | nr
8/4C | ^^Window; 798 X 1210 mm high ref W/B/12 Type J |  | nr
Doors; Composite entrance doors; triple glazed sidelights and inserts; U-value not exceeding 1.4W/m2K; 'High Security impact resistant to EN 1627; Hafele or similar ironmongery with inclusive design to BS 8300-2; Samples to be provided for review; all as per Specification Ss_25_30_20_30 Frame and door leaf systems
8/4D | ^^Double leaf fully glazed doors; 2035 x 2110mm high ref ED/B/02 & 03, Type 2 |  | nr
8/4E | ^^Single leaf; 5 vision panels; 850mm clear ope width; 1110 x 2110mm high ref ED/B/01, Type 3 |  | nr
8/4F | ^^Single leaf; fully glazed; 850mm clear ope width; 1110 x 2110mm high ref ED/B/04, Type 4 |  | nr
WOODWORK: Ironmongery, Accessories and Sundries
Supply and fit the following ironmongery in accordance with Architects Specification
Door Number
8/4G | ^^SS door number fixed in accordance with manufactures instructions, to Architects approval. |  | nr
8/4H | ^^Rottner Tarvis Steel Letter Box or similar approved; bolted to wall |  | nr
PAINTING AND DECORATING: Painting
Second Fixings
Prepare and apply one coat of aluminium type 2 wood primer, one undercoat of Crown Trade Next Generation Plus and two finishing coats of Crown Trade Next Generation Plus Gloss (White), or equivalent, per Architects Specification on the following wood surfaces:
8/5A | ^^Windowboards; not exceeding 300mm girth |  | m
Other Items
8/5B | Provide here for all labour, materials, plant and other items not specifically mentioned above but which, in the tenderers opinion, are inferred from the works requirements documents as being necessary for the proper execution and completion of the works (List Items Below) |  | Item
(32) INTERNAL WALLS COMPLETIONS
INTERNAL WALL COMPLETIONS
Generally
INFORMATION
9/1A | For a detailed description of materials and workmanship, contractors are to refer to both the Architectural & Engineering Specification documents. |  | Note
9/1B | Provide for constructing and subsequent demolition and disposal of samples, relative to the works included in this element, in accordance with the requirements of the relevant specification |  | Item
DRAWINGS
9/1C | For layout and elevations refer to Architectural Plans, Details and Schedules. |  | Note
NOTES
9/1D | The Pricing Document is not a specification document. The Contractor must refer to the Designers Drawings and Specifications for full specification notes and details of the scope of works. The Contractor is deemed to have examined the drawings and read the specifications and included for same within his tender rates in the Pricing
9/1E | The Contractor's attention is drawn to the Architect's Specification, Engineer's Specification and the specification notes on the tender drawings. The requirements set out in these documents shall be deemed to be included within the Contractor's tendered rates
9/2A | All works to be carried out in accordance with the Project Drawings, Specifications and Preliminary Health & Safety Plan
9/2B | All costs are to include for design, shop drawings, samples, maintenance instructions, fabrication, supply and installation. |  | Note
WOODWORK: Boarding and Second Fixings
Second Fixings
Architrave; Red Deal; Refer to Architects Specification
9/2C | ^^75 x 19mm; one edge bullnosed |  | m
WOODWORK: Composite Items
Composite Items
| Refer to Architects Drawing for Door Types and Architects Specification. |  | noid
| Refer to the construction details, for sizes and profiles of members, construction of door leafs and frames, glazing specification, vision panels and the like. |  | noid
| The unit rates are to allow for door leaves, frame jambs and head, 44 x 15 mm door stops, mullions, transomes, fanlights, glazing beads, glazing, fixing to blockwork and sealing in accordance with the Specification and Drawings. All doors are to include a flexible vinyl seal rebated into the door frames to achieve a sound reduction value of 30 dB unless otherwise stated. |  | noid
| Seal junction of FD30S/FD60s frame and structure with Intucaulk, or equivalent, intumescent mastic pointing in selected colour to form a 3 x 10 mm sealed joint with fair concave edge. |  | noid
| Drill fix door/screen frame to blockwork wall with Hilti HT 10/132, or equivalent, galvanised steel frame anchor bolts, countersink and pellet. |  | noid
Doors with associated frames
Solid core shaker style doors or equivalent, 44 mm thick; 12 mm hardwood edging; include for 75 x 19 wrought red deal door frame, fixed to ope at 450 mm centres, refer to Drawings; all in strict accordance with Architects Specification
Single leaf solid doors and associated frame set (Non fire rated)
9/3A | ^^Type A; Single door set to suit structural ope size 946 x 2110mm |  | nr
9/3B | ^^Type A_UD; Single Universal design door set to suit structural ope size 1050 x 2110mm |  | nr
9/3C | ^^Type B; Single door set to suit structural ope size 810 x 2110mm |  | nr
9/3D | ^^^^Extra over for FD30 fire rated door set |  | nr
9/3E | ^^^^Extra over for FD60 fire rated door set |  | nr
9/3F | ^^Type C; Single door set to suit structural ope size 910 x 2110mm |  | nr
WOODWORK: Ironmongery, Accessories and Sundries
Supply and fit the following ironmongery in accordance with Architects Specification.
Ironmongery Set, fixed to timber doors, comprising:All Ironmongery to comply with BS 8300-2:2018 Design of an accessible and inclusive built environment. Buildings - code of practice. Samples to be provided for review. Refer to T030 for internal door ironmongery details
9/4A | Refer to Architects Specification
9/4B | ^^102x76mm grade 13 BS EN 1935 Ball Bearing BUTT HINGE, staggered hole pattern as per Architects Specification |  | nr
9/4C | ^^25 mm Typical Internal lock, Latchbolt operated by lever handles conforms to BS EN 12209, as per Architects Specification. |  | nr
9/4D | ^^135 mm pull handle Satin anodised, Sprung, for use with standard duty, as per Architects Specification |  | nr
9/4E | ^^Typical internal door escutcheon, as per Architects Specification. |  | nr
9/4F | ^^Typical bathroom /wc door lock, as per Architects Specification. |  | nr
9/4G | ^^49 mm Typical floor mounted door stop(all internal doors), as per Architects Specification. |  | nr
9/4H | ^^63 mm tublar mortice latch with zic plated fore-end and striking plate and reversible refer to Architects Specification |  | nr
9/5A | ^^Set of sprung lever action handles on a rose and disabled thumb turn and release for Architects approval |  | nr
PAINTING & DECORATING; Painting
Second Fixings
Prepare and apply one coat of aluminium type 2 wood primer, one undercoat of Crown Trade Next Generation Plus and two finishing coats of Crown Trade Next Generation Plus Gloss (White), or equivalent, per Architects Specification, on the following wood surfaces:
9/5B | ^^Not exceeding 300 mm wide |  | m
General Surfaces
Prepare and apply one coat of aluminium type 2 wood primer, one undercoat of Crown Trade Next Generation Plus and two finishing coats of Crown Trade Next Generation Plus Gloss (White), or equivalent, per Architects Specification N, on the following wood surfaces:
9/5C | ^^Door; exceeding 300 mm wide |  | m2
9/5D | ^^Frames; not exceeding 300 mm wide |  | m
Other Items
9/5E | Provide here for all labour, materials, plant and other items not specifically mentioned above but which, in the tenderers opinion, are inferred from the works requirements documents as being necessary for the proper execution and completion of the works (List Items Below) |  | Item
9/5F
(37) ROOF COMPLETIONS
ROOF COMPLETIONS
Generally
INFORMATION
10/1A | For a detailed description of materials and workmanship, contractors are to refer to both the Architectural & Engineering Specification documents. |  | Note
10/1B | Provide for constructing and subsequent demolition and disposal of samples, relative to the works included in this element, in accordance with the requirements of the relevant specification |  | Item
DRAWINGS
10/1C | For layout and elevations refer to Architectural & Structural Plans and Elevations. |  | Note
NOTES
10/1D | The Pricing Document is not a specification document. The Contractor must refer to the Designers Drawings and Specifications for full specification notes and details of the scope of works. The Contractor is deemed to have examined the drawings and read the specifications and included for same within his tender rates in the Pricing
10/1E | The Contractor's attention is drawn to the Architect's Specification, Engineer's Specification and the specification notes on the tender drawings. The requirements set out in these documents shall be deemed to be included within the Contractor's tendered rates
10/2A | All works to be carried out in accordance with the Project Drawings, Specifications and Preliminary Health & Safety Plan |  | Note
10/2B | All costs are to include for design, shop drawings, samples, maintenance instructions, fabrication, supply and installation.
METALWORK: Non Structural
Premier loft ladders ltd or similar approved; Isotec fire resistant loft ladder; three part folding apperture size(lxw) 1200x600mm bespoke; 30 minutes fire rating seamless hatch door; ladder box dimensions 680x1186mm; including additional handrail, LXH ceiling surround, LXL loft balustrade, LXB; 1x suprreme heavy duty retractable ladder; Hatchdoor to be 30 minute fire rated; floor to ceiling height 2501-2790mm; Power coated finish to aluminium ladder and additional telescopic handrail security lock; loft ladder to be fitted in accordance with the manufacturers and in accordance with the Architects drawings and specifications; the contractor is to allow for forming the attic hatch, painting of architrave and attic hatch and makinig good on completion including providing a operating manual
Access Hatch
10/2C | ^^1300 x 600mm |  | nr
Other Items
10/3A | Provide here for all labour, materials, plant and other items not specifically mentioned above but which, in the tenderers opinion, are inferred from the works requirements documents as being necessary for the proper execution and completion of the works (List Items Below) |  | Item
10/3B
(41) WALL FINISHES EXTERNALLY
WALL FINISHES EXTERNALLY
Generally
INFORMATION
11/1A | For a detailed description of materials and workmanship, contractors are to refer to both the Architectural & Engineering Specification documents. |  | Note
11/1B | Provide for constructing and subsequent demolition and disposal of samples, relative to the works included in this element, in accordance with the requirements of the relevant specification |  | Item
DRAWINGS
11/1C | For layout and elevations refer to Architectural Plans, Details & Elevations. |  | Note
Notes
11/1D | The Pricing Document is not a specification document. The Contractor must refer to the Designers Drawings and Specifications for full specification notes and details of the scope of works. The Contractor is deemed to have examined the drawings and read the specifications and included for same within his tender rates in the Pricing
11/1E | The Contractor's attention is drawn to the Architect's Specification, Engineer's Specification and the specification notes on the tender drawings. The requirements set out in these documents shall be deemed to be included within the Contractor's tendered rates
11/2A | All works to be carried out in accordance with the Project Drawings, Specifications and Preliminary Health & Safety Plan
11/2B | Plastering to comply with BS 8000; Part 10:1986 for workmanship.
11/2C | All costs are to include for design, shop drawings, samples, maintenance instructions, fabrication, supply and installation.
FLOOR WALL AND CEILING FINISHES: Finishings
Plastering Work
| Plastering to comply with BS 8000; Part 10:1986 for workmanship. |  | noidN
WALL FINISHES
Acrylic render to masonry wall externally; 18-20mm thick; K-Rend Silicone FT or similar; K-Rend R7 primer; HP12 base; Silicone FT final coat; fine textured finish; ACR 150; Freestyle Sandpebble fine 1mm aggregate; all in accordance with the manufacturers instructions & Architects Specification Ss_25_45_70_55
Walls; to blockwork surfaces; externally
11/2D | ^^> 300mm wide |  | m2
Reveals; smooth; girth
11/2E | ^^< or = 150mm. |  | m
Plinth; smooth; girth
11/2F | ^^150mm - 300mm. |  | m
Sundries: Beads
"Expamet" or equal plaster beads; stainless steel; fixing with dabs of mortar
11/3A | ^^Angle Bead. |  | m
11/3B | ^^Stop beads. |  | m
Stainless steel, grade 304/S15; 'Expamet' by the Expanded Metal Company Limited or equal approved; to masonry.
11/3C | ^^Bellcast stop beads. |  | m
Other Items
11/3D | Provide here for all labour, materials, plant and other items not specifically mentioned above but which, in the tenderers opinion, are inferred from the works requirements documents as being necessary for the proper execution and completion of the works (List Items Below) |  | Item
(42) WALL FINISHES INTERNALLY
WALL FINISHES INTERNALLY
Generally
INFORMATION
12/1A | For a detailed description of materials and workmanship, contractors are to refer to both the Architectural & Engineering Specification documents. |  | Note
12/1B | Provide for constructing and subsequent demolition and disposal of samples, relative to the works included in this element, in accordance with the requirements of the relevant specification |  | Item
DRAWINGS
12/1C | For layout and elevations refer to Architectural & Structural Plans and Elevations. |  | Note
NOTES
12/1D | The Pricing Document is not a specification document. The Contractor must refer to the Designers Drawings and Specifications for full specification notes and details of the scope of works. The Contractor is deemed to have examined the drawings and read the specifications and included for same within his tender rates in the Pricing
12/1E | The Contractor's attention is drawn to the Architect's Specification, Engineer's Specification and the specification notes on the tender drawings. The requirements set out in these documents shall be deemed to be included within the Contractor's tendered rates
12/2A | All works to be carried out in accordance with the Project Drawings, Specifications and Preliminary Health & Safety Plan |  | Note
12/2B | All costs are to include for design, shop drawings, samples, maintenance instructions, fabrication, supply and installation.
FLOOR, WALL AND CEILING FINISHINGS: In-situ finishes
Scud in cement and sand (1:3) and apply two coats of cement lime and sand (1:1:6) total thickness 12mm including scratch coat, finish with a neat gypsum plaster skim 3mm thick applied in accordance with BS 5492:2006; including for all scrims, stainless steel angles and stop beads; hilti fixed to blockwork, refer to Architects Specification.
Walls; blockwork base
12/2C | ^^Over 300mm wide |  | m2
12/2D | ^^Not exceeding 300mm wide. |  | m
FLOOR, WALL AND CEILING FINISHINGS: Tile, Slab or Mosiac finishes
Walls
Ceramic wall tiles to kitchen and bathroom areas. : Full colour range to be provided for selection prior to ordering. All in accordance with Architectural Specification
12/2E | ^^Over 300mm wide; (Bathroom & WC) |  | m2
12/2F | ^^Over 300mm wide; (Kitchen & Utility) |  | m2
Tanking ;as per Architect's detail and specification
12/3A | over 300mm wide |  | m2
PAINTING AND DECORATING: Painting
Walls
Prepare and apply one initial coat, and two finishing coats of Crown Trade Clean Durable Acrylic Eggshell, or equivalent, all as per Architects Specification to Internal Walls:
12/3B | ^^Over 300mm wide |  | m2
12/3C | ^^Not exceeding 300mm wide; reveals |  | m
Other Items
12/3D | Provide for all labour, materials, plant and all items which in the tenderers opinion are not specifically allowed for in this section of the works but which can be reasonably inferred from the works requirements as being necessary for the execution and completion of the works. - (List items below) |  | Item
(43,44) FLOOR FINISHES
FLOOR FINISHES
Generally
INFORMATION
13/1A | For a detailed description of materials and workmanship, contractors are to refer to both the Architectural & Engineering Specification documents. |  | Note
13/1B | Provide for constructing and subsequent demolition and disposal of samples, relative to the works included in this element, in accordance with the requirements of the relevant specification |  | Item
DRAWINGS
13/1C | For layout and elevations refer to Architectural & Structural Plans and Elevations. |  | Note
NOTES
13/1D | The Pricing Document is not a specification document. The Contractor must refer to the Designers Drawings and Specifications for full specification notes and details of the scope of works. The Contractor is deemed to have examined the drawings and read the specifications and included for same within his tender rates in the Pricing
13/1E | The Contractor's attention is drawn to the Architect's Specification, Engineer's Specification and the specification notes on the tender drawings. The requirements set out in these documents shall be deemed to be included within the Contractor's tendered rates
13/2A | All works to be carried out in accordance with the Project Drawings, Specifications and Preliminary Health & Safety Plan |  | Note
13/2B | All costs are to include for design, shop drawings, samples, maintenance instructions, fabrication, supply and installation.
WOODWORK: Boarding and Second Fixings
Second fixings
Second fixings; softwood; plugged and screwed to walls; countersunk and pellated; 5mm groove to detail as per drawing A-5004
Skirtings
13/2C | ^^Skirtings; 150 x 19mm |  | m
13/2D | ^^Skirtings; cut to profile of stairs; 300 x 16mm |  | m
Extra over for
13/2E | ^^Short lengths |  | nr
FLOOR, WALL AND CEILING FINISHINGS: Tile, Slab and Mosaic Finishes
Ceramic floor tiles to kitchen and bathroom areas; full colour range to be provided for selection prior to ordering; Mapei Ardsilex adhesive; All in accordance with Architectural Specification; tiles to have slip rating of R11; PTV rating 50 dry
Floors; to concrete base
13/2F | ^^600 x 600 x 11 mm thick (Kitchen) |  | m2
13/2G | ^^600 x 600 x 11 mm thick (Bathrooms & Utility) |  | m2
13/3A | ^^^Extra over for mosaic tile finish to level access shower; 50 x 50mm |  | m2
Clean, prepare and apply one coat of Ecoscreed PU Sealer, or equivalent, and two coats Dulux Trade Floorshield, or equivalent, finishing coats; applied in strict accordance with the manufacturers instructions; all as per Architect's Specification
Floors
13/3B | ^^Over 300mm wide; concrete base |  | m2
13/3C | ^^Over 300mm wide; concrete base (Landing) |  | m2
13/3D | ^^less than 300mm wide; concrete base (treads) |  | m
13/3E | ^^less than 300mm wide; concrete base (treads) |  | m
Roofing, Cladding and Waterproofing: Mastic Asphalt, Viscous Liquid Coatings, Waterproof and Gas Proof Non-Metal Flexible Sheet Coverings
Botaments wet room and shower tanking system or similar approved; as per Architect's detail and specification Ss_32_80_03_10
Tanking
13/3F | ^^horizontal; over 300mm wide |  | m2
PAINTING AND DECORATING
Prepare and apply one coat of aluminium type 2 wood primer, one undercoat of Crown Trade Next Generation Plus and two finishing coats of Crown Trade Next Generation Plus Gloss (White), or equivalent, per Architects Specification, on the following wood surfaces:
Skirtings
13/4A | ^^General surfaces not exceeding 300 mm wide |  | m
13/4B | ^^General surfaces exceeding 300 mm wide |  | m2
Other Items
13/4C | Provide here for all labour, materials, plant and other items not specifically mentioned above but which, in the tenderers opinion, are inferred from the works requirements documents as being necessary for the proper execution and completion of the works (List Items Below) |  | Item
(45) CEILING FINISHES
(45) CEILING FINISHES
Generally
INFORMATION
14/1A | For a detailed description of materials and workmanship, contractors are to refer to both the Architectural & Engineering Specification documents. |  | Note
14/1B | Provide for constructing and subsequent demolition and disposal of samples, relative to the works included in this element, in accordance with the requirements of the relevant specification |  | Item
DRAWINGS
14/1C | For layout and elevations refer to Architectural & Structural Plans and Elevations. |  | Note
NOTES
14/1D | The Pricing Document is not a specification document. The Contractor must refer to the Designers Drawings and Specifications for full specification notes and details of the scope of works. The Contractor is deemed to have examined the drawings and read the specifications and included for same within his tender rates in the Pricing
14/1E | The Contractor's attention is drawn to the Architect's Specification, Engineer's Specification and the specification notes on the tender drawings. The requirements set out in these documents shall be deemed to be included within the Contractor's tendered rates
14/2A | All works to be carried out in accordance with the Project Drawings, Specifications and Preliminary Health & Safety Plan |  | Note
14/2B | All costs are to include for design, shop drawings, samples, maintenance instructions, fabrication, supply and installation.
FLOOR WALL AND CEILING FINISHES: In-Situ Finishes
Plaster; Gyplite skim coat plaster; steel trowelled finish; 3mm thick; to plasterboard base
14/2C | ^^> 300mm wide; Horizontal |  | m2
14/2D | ^^^^^Moisture resistant board |  | m2
Making good and labour finishing skim coat around pipework 0.30 - 1.00m girth
14/2E | ^^300 - 1000mm girth |  | nr
FLOOR, WALL AND CEILING FINISHINGS: Board finishes
Suspended plasterboard ceiling; 40mm thick battens fixed to the undersdie of timber trusses; 12.5mm Gyproc plasterboard; joints taped and jointed ready for skim finish (msd. Sep.); all in accordance with Architects Specification 30_25_10_10 and manufacturers instructions
Ceilings
14/2F | ^^Over 300mm wide; Horizontal |  | m2
Extra over for:
14/2G | ^^^^^Moisture resistant board |  | m2
Making good and labour finishing including jointing 12.5mm plasterboard around pipework
14/2H | ^^300 - 1000mm girth |  | nr
Suspended plasterboard ceiling; Gyproc Casoline MF or similar system; MF 7 primary support channels; MF5 ceiling section; MF6 perimeter channel; MF8 strap hangers; 12.5mm Gyproc plasterboard; joints taped and jointed ready for skim finish (msd. Sep.);
Ceilings
14/3A | Depth of suspension; less than or equal to 150mm |  | m2
Bulkhead; including additional framing; staircase areas
14/3B | ^^150mm high |  | m
14/3C | ^^395mm high |  | m
Air-tight Membrane
Airtightness Pro Clima Intello Plus, or equivalent, taping around door and window opes, sealed, accordance with the manufacturers instructions, to achieve airtightness of 0.35 m3/(mh) refer to Architects Specification
14/3D | ^^Ceilings over 300 mm wide |  | m2
PAINTING AND DECORATING: Painting
Internal Work
Prepare and apply one initial coat, and two finishing coats of Crown Trade Steractyl Mould Inhibiting Matt, or equivalent, all as per Architects Specification:
14/3E | ^^Girth over 300mm wide; to plaster base |  | m2
14/3F | ^^Girth less than 300mm wide; to plaster base |  | m
Other Items
14/4A | Provide here for all labour, materials, plant and other items not specifically mentioned above but which, in the tenderers opinion, are inferred from the works requirements documents as being necessary for the proper execution and completion of the works (List Items Below) |  | Item
(47) ROOF FINISHES
ROOF FINISHES
Generally
INFORMATION
15/1A | For a detailed description of materials and workmanship, contractors are to refer to both the Architectural & Engineering Specification documents. |  | Note
DRAWINGS
15/1B | For layout and elevations refer to Architectural & Structural Plans and Elevations. |  | Note
Notes
15/1C | The Pricing Document is not a specification document. The Contractor must refer to the Designers Drawings and Specifications for full specification notes and details of the scope of works. The Contractor is deemed to have examined the drawings and read the specifications and included for same within his tender rates in the Pricing
15/1D | The Contractor's attention is drawn to the Architect's Specification, Engineer's Specification and the specification notes on the tender drawings. The requirements set out in these documents shall be deemed to be included within the Contractor's tendered rates
15/1E | All works to be carried out in accordance with the Project Drawings, Specifications and Preliminary Health & Safety Plan
15/2A | All costs are to include for design, shop drawings, samples, maintenance instructions, fabrication, supply and installation. |  | Item
ROOFING, CLADDING AND WATERPROOFING: Slate & Tile Roofing
Hawkins clay plain tiles or similar approved(Submittal required) to slected colour; 100mm head lap; on 50 x 38mm treated softwood battens and counterbattens; pressure impregnated and fixed with paslode external nails; Isover Vario KM Duplex or equivalent breather membrane; lapped and sealed in accordance with manufacturer's instructions; underlay felt to BS 8747, 100mm laps; fixed with stainless steel clout nails; all fixed in strict accordance with the manufacturer's instructions; all as per Architect's Drawings and Specification
Coverings; not exceeding 45 degree pitch
15/2B | ^^Sloping; over 300mm wide |  | m2
15/2C | ^^^^^Extra; Thru-vent roof ventilation slate Klober uni-line slate with PVC underlay installed in accordance with manufactures instructions and BS 5250 2002. |  | nr
Ridge
15/2D | ^^Ridge tiles; Marley or similar; Modern roof ridge dry ventilated tile angular; as per Specification |  | m
15/2E | ^^Hip tiles; Marley or similar; Modern roof ridge dry ventilated tile angular; as per Specification |  | m
Fascia Ventilators to form eaves vent, or equivalent, roof ventilators; fixed in accordance with manufacturers instructions; all as per Architect's Specifcation.
Eaves ventilators
15/3A | ^^Generally |  | m
Continuous rafter roll; 10,000mm2/m; Marley or similar; fitted bet between truss members
Rafter ventilator tray
15/3B | ^^Generally |  | m
Milled lead sheet to BS 1178; Code 5 Refer to Architects Specification. Flashings to be treated with patination oil as L.S.A manual to reduce staining
Flashings
15/3C | ^^2.24 thick flashings; 250mm girth; bends - 2; junction between canopy and external wall; |  | m
Cover Flashing
15/3D | ^^2.24 thick flashings; 250mm girth; bends - 1; fixed into blockwork wall; junction house and canopy. |  | m
C12 Aluminium valley troughs; NWA Group, Condron or similar; Aluminium alloy to EN-AW-3004; mill finish; 2mm gauge; include stop-ends and accessories; provide sample; installed in accordance with manufacturers instructions and Architects Specification
Valley; laid on timber base
15/3E | ^^460mm girth; bends-1 |  | m
WOODWORK: Boarding and Second Fixings
Fascia and soffits; Marine grade plywood; 18mm thick; countersunk stainless steel screw fixings; fixed to and including treated timber grounds; all holes to be filled, sealed and sanded; continuous sealent, compatible with external finish, to interface with structure; all as per Architect's Drawings
Fascia board
15/4A | ^^>300 mm wide (225mm) |  | m
Barge Board
15/4B | ^^>300 mm wide (285mm) |  | m
Soffit board
15/4C | ^^>300 mm wide (130mm wide) |  | m
15/4D | ^^>300 mm wide (75mm wide) |  | m
Valley Board
15/4E | ^^>300mm girth; 460mm girth |  | m
Marine plywood sheeting; butt jointed; 22 mm thick; Vertical
15/4F | ^^Entrace Canopy |  | m2
Fascia and soffits; Aluminium; powdercoated RAL 7001; fixed to treated timber grounds; include for all connections, fixings, angles and the like; joints fully bedded with mastic; as per Architects Specification Pr_65_65_35_02
Fascia
15/4G | ^^>300 mm wide |  | m
Barge Board
15/4H | ^^>300 mm wide |  | m
Soffit
15/5A | ^^>300 mm wide (130mm wide) |  | m
15/5B | ^^>300 mm wide (75mm wide) |  | m
Other Items
15/5C | Provide for all labour, materials, plant and all items which in the tenderers opinion are not specifically allowed for in this section of the works but which can be reasonably inferred from the works requirements as being necessary for the execution and completion of the works. - (List items below) |  | Item
(52) DRAINAGE AND REFUSE DISPOSAL
DRAINAGE & REFUSE DISPOSAL
Generally
16/1A | Provide for constructing and subsequent demolition and disposal of samples, relative to the works included in this element, in accordance with the requirements of the relevant specification
Drawings
16/1B | For layout and elevations refer to Architectural & Structural Plans and Elevations.
Notes
16/1C | The Pricing Document is not a specification document. The Contractor must refer to the Designers Drawings and Specifications for full specification notes and details of the scope of works. The Contractor is deemed to have examined the drawings and read the specifications and included for same within his tender rates in the Pricing
16/1D | The Contractor's attention is drawn to the Architect's Specification, Engineer's Specification and the specification notes on the tender drawings. The requirements set out in these documents shall be deemed to be included within the Contractor's tendered rates
16/1E | All works to be carried out in accordance with the Project Drawings, Specifications and Preliminary Health & Safety Plan
16/2A | All costs are to include for design, shop drawings, samples, maintenance instructions, fabrication, supply and installation.
DRAINAGE: Disposal Above Ground
Downpipes shall be aluminium circular; RAL 7001 grey in colour, complying with IS EN 1200-1:2000 and shall include all fittings and accessories required. Shall be 75 mm nominal diameter aluminium rainwater pipes, complying with IS EN 1200-1:2000 and shall include all fittings and accessories required
Downpipes
16/2B | ^^125 mm diameter |  | m
16/2C | ^^^^^Extra; shoes |  | nr
16/2D | ^^^^^Extra; connections to outlets |  | nr
Water Butts
16/2E | ^^300L slimline Water Butt |  | each
16/2F | Speedy rainwater Diverter |  | nr
16/2G | ^^^^^Extra; connections to outlets |  | nr
Gutters shall be aluminium 100mm half round; RAL 7001 grey in colour, complying with IS EN 1200-1:2000 and shall include all fittings and accessories required; complying with IS EN 1200-1:2000 and shall include all fittings and accessories required
Gutters
16/2H | ^^100mm half round |  | m
16/2J | ^^^^^Ends |  | nr
16/2K | ^^^^^100mm diameter outlets |  | nr
16/3A | ^^^^^Bends |  | nr
SOILS AND WASTES
Pipes and fittings; uPVC; solvent welded joints in the running length; standard pipe clips at 500mm centres to concrete requiring hanging; laid to falls. Refer to Architects Specification
Pipes; 100mm diameter
16/3B | Surface fixed; vertical; SVP |  | m
16/3C | ^^^Extra; bends |  | nr
16/3D | ^^^Extra; connection to WC outlets; special adaptor |  | nr
16/3E | ^^^Extra; cleaning eye |  | nr
16/3F | ^^^Extra; vent cowl |  | nr
Other Items
16/3G | Provide for all labour, materials, plant and all items which in the tenderers opinion are not specifically allowed for in this section of the works but which can be reasonably inferred from the works requirements as being necessary for the execution and completion of the works. - (List items below) |  | Item
(59) MECHANICAL INSTALLATION
MECHANICAL INSTALLATIONS
Generally
INFORMATION
17/1A | Provide for constructing and subsequent demolition and disposal of samples, relative to the works included in this element, in accordance with the requirements of the relevant specification |  | Item
17/1B | All works to be carried out in accordance with the Project Drawings, Specifications and Preliminary Health & Safety Plan |  | Note
17/1C | Tendering Contractors are to refer to Consulting Engineers Ltd. Drawings and Specification. |  | Note
17/1D | Tendering Contractors are to include for all testing, commissioning, maintenance manuals, training on safe operation etc. All as specified within Consulting Engineers Ltd. performance specification document. |  | Note
17/1E | Tendering Contractors will be required to provide and include for all maintenence during the 12 months after substantial completion; all in accordance with Consulting Engineers Ltd. performance specification document. |  | Note
17/2A | A fully quantified and priced breakdown of the Mechanical Installation tender is to be provided by the contractor whos tender is being considered for acceptance. The tenderer under consideration will be expected to provide this information within 7 working days of being requested to do so. Failure to do so may result in the rejection of his tender. |  | Note
17/2B | Element (59) has not been measured in accordance with ARM, Agreed Rules of Measurement (Issue 5). Tendering Contractors are to include hereunder within their rates for any additional costs associated with same. |  | Note
MECHANICAL INSTALLATIONS
Mechanical Installations
17/2C | Total Contract Value transferred from the Mechanical Services Installation Tender Document 'Summary of Tender'. |  | Item
Total Contract Value to Inculde the breakdown cost on the following items from the Mechanical Services Installation Tender Summary:
17/2D | ^^2.1 - Preliminaries for House Type B |  | Item
17/2E | ^^2.2 - House Type B - Heating |  | Item
17/2F | ^^2.3 - House Type B - Ventilation |  | Item
17/2G | ^^2.4 - House Type B - Water Services |  | Item
17/2H | ^^2.5 - House Type B - Drainage |  | Item
Include the following in respect of the foregoing
17/3A | ^^All costs and requirements associated with a complete Mechanical Installation (such as main contractors general and special attendances, unloading, distributing, lifting, hoisting and placing in position all plant and equipment as scheduled, storage for plant, covered storage for welding and portable machine tools, profit and all additional preliminaries over and above normally provided by sub-contractors themselves and the like) if not included in the above item should be included here. |  | item
Provide for lifting, hoisting, moving and placing into position the following if not already included in the above
17/3B | ^^Ductwork and accessories |  | Item
17/3C | ^^Pipework and accessories |  | Item
17/3D | ^^Radiators and accessories |  | Item
17/3E | ^^Satellite Units and accessories |  | Item
SUNDRIES AND BUILDERS WORK
17/3F | Refer to Builders Works drawings for details and locations of openings for services. |  | Note
17/3G | Filling and sealing voids around pipework, ductwork etc. shall achieve a decibel rating equivalent to the structure in which the ope is formed. The filling and sealing shall finish neatly flush with the structure and finishes on both face. |  | Note
17/4A | Fireseal opes shall include for all works included in Architect's Specification; intumescent compound for sealing around service members on both faces to provide a 1 hour period of fire resistance. The fireseal is to finish neatly flush with the structure and finishes on both faces. This specification applies to all sections of the Bill of Quantities. All works to be carried out in accordance with current NZEB and Fire regulations |  | Note
17/4B | Rates are to allow for making good in all trades complete. |  | Note
General
Airtightness Test
17/5A | ^^Undertake a building pressure and air flow test & pre-test at the time of completion of construction to a standard of air permeability of 7m3/hr/m2 at 50 Pa in accordance with the test methods prescribed under Building Regulations TGD-L the new building and other requirements as specified in the tender documents. Include for all disruption associated with the requirement to vacate the premises during the test(s) sealing all inlet/outlet grilles and flues, air supply openings, wedging internal doors open/closed as appropriate, closing fire dampers and any other measures necessary to allow testing to be completed. Any costs arising out of test failure(s) which can be attributed to the poor workmanship and improper detailing of domestic and nominated sub-contractors, including the cost of repeat test(s) shall be at the expense of the Contractor. Advise test results to the Employer and Design Team. Refer to Architects Specification Section R2 & R4. |  | Item
BER Report
17/5B | Allow for completing a BER Report by a specialist |  | Item
Mechanical Installations
17/5C | ^^Marking the positions of holes, mortices and chases |  | Item
Pipe Casings
Pipe casings; comprising of treated sawn softwood framework; 44 x 44mm at 400 centres; 25mm thick medium density fibreboard; moisture resistant; fixed with countersunk wood screws and countersunk; all as per Architects Drawings
To blockwork base
17/6A | ^^Horizontal: not exceeding 52mm bore |  | m
17/6B | ^^Vertical: not exceeding 125mm bore |  | m
Forming or cutting chases; weathering and making good structure and finishes upon completion; including for all works necessary to complete
For pipework in partition walls
17/6C | ^^Not exceeding 25mm bore |  | m
17/6D | ^^Exceeding 25mm bore |  | m
Concrete grade C30/37; formwork; trowelled finish
Heat Pump Base
17/6E | ^^1000mm x 1000mm x 150mm high |  | nr
Woodwork;
| Timber Grounds including all fixings, notching, bolts and any necessary items to complete the works. |  | noid
HWS Cylinder Support: Floors
| Sawn white deal, vacuum presure impregnated, stress graded class B. |  | noid
17/6F | ^^Joists 150 x 44 mm. |  | m
CWS Cylinder Support; Floors
| Sawn white deal, vacuum presure impregnated, stress graded class B. |  | noid
17/7A | ^^Joists 150 x 44 mm |  | m
Radiator Support; Wall Mounted
| Sawn white deal, vacuum presure impregnated, stress graded class B. |  | noid
17/7B | ^^Joists 150 x 44 mm |  | m
Radiator/Sanitary ware Support;
17/7C | 12.5mm OSB Board to walls |  | m2
HMV Unit; Wall Mounted
| Sawn white deal, vacuum presure impregnated, stress graded class B. |  | noid
17/7D | ^^Joists 150 x 44 mm |  | m
Forming or cutting holes; build in sleeves and/or bridge over with lintols as required; include for all firestopping with intumescent collars to give one hour fire resistance; including for all works necessary to completeweathering and making good structure and finishes upon completion; including for all works necessary to complete; Firestopping in accordance with Architect's Drawings and Specification
For pipework through in-situ ground bearing slab
17/7E | ^^55 - 110mm diameter |  | nr
For pipework through intermediate floor slabs
17/7F | ^^55 - 110mm diameter |  | nr
For pipework through roof structure
17/8A | ^^55 - 110mm diameter |  | nr
17/8B | ^^110 - 200mm diameter |  | nr
For pipework through Concrete Floor Slab
17/8C | ^^Not exceeding 55mm diameter |  | m
For pipework through ceiling structure
17/8D | ^^Not exceeding 200mm diameter |  | nr
Special Works
Building in external ventilation louvres to external walls
17/8E | ^^150 x 150 mm |  | nr
Building in external airbrick termination grilles to external walls
17/8F | ^^250 x 250mm |  | nr
Forming opes in external walls and building in dry/wet riser inlet boxes
17/8G | ^^605 x 405 x 300mm deep |  | nr
Forming opes in suspended floor slab
17/8H | 32mm diamater plumbing pipework |  | nr
17/8J | 65mm diamater waste pipe |  | nr
17/8K | 100mm diamater soil and vent pipe |  | nr
17/8L | 125mm diameter (ducting) |  | nr
17/8M | 250 x 125mm duct |  | nr
17/8N | 500 x 250mm manifold pipes |  | nr
Firestopping around flatpack ducting; through internal walls
17/9A | ^^125mm diameter exhaust air duct |  | nr
17/9B | ^^250 x 125mm |  | nr
Firestopping around pipes
17/9C | 32mm diamater plumbing pipework |  | nr
17/9D | 65mm diamater waste pipe |  | nr
17/9E | 100mm diamater soil and vent pipe |  | nr
17/9F | 125mm diameter (ducting) |  | nr
17/9G | 250 x 125mm duct |  | nr
17/9H | 500 x 250mm manifold pipes |  | nr
General builders work; grounds; cutting away and making good for the following
17/9J | ^^Additional builders work not outlined above |  | Item
17/9K | ^^Any other items or components included in the drawings or specification but not specified in this schedule |  | Item
PAINTING AND DECORATING: Painting
One coat primer, two coats undercoat; one coat alkyd based heat resistant paint, full gloss finish in accordance with services enginers specification
Pipes, ducts and the like
17/9L | ^^Not exceeding 32mm bore |  | m
One coat primer, two coats undercoat; one coat alkyd based heat resistant paint, full gloss finish in accordance with services enginers specification
Pipes, ducts and the like
17/9M | ^^Not exceeding 32mm bore |  | m2
Preparing and painting one coat sealer and two coats quick drying water based eggshell paint; as manufactured by "Dulux" or equivalent; to selected colours; all applied in strict accordance with the manufacturers instructions; all as per Architects Specification
Pipe Casings
17/10A | ^^Generally |  | m
Other Items
17/10B | Provide for all labour, materials, plant and all items which in the tenderers opinion are not specifically allowed for in this section of the works but which can be reasonably inferred from the works requirements as being necessary for the execution and completion of the works. - (List items below) |  | Item
(69) ELECTRICAL INSTALLATION
ELECTRICAL INSTALLATIONS
Generally
INFORMATION
18/1A | Provide for constructing and subsequent demolition and disposal of samples, relative to the works included in this element, in accordance with the requirements of the relevant specification |  | Item
18/1B | Tendering Contractors are to refer to Consulting Engineers Ltd. Drawings and Specification. |  | Note
18/1C | Tendering Contractors are to include for all testing, commissioning, maintenance manuals, training on safe operation etc. All as specified within Consulting Engineers Ltd. performance specification document. |  | Note
18/1D | Tendering Contractors will be required to provide and include for all maintenance during the 12 months after substantial completion; all in accordance with Consulting Engineers Ltd. performance specification document. |  | Note
18/1E | A fully quantified and priced breakdown of the Electrical Installation tender is to be provided by the contractor whos tender is being considered for acceptance. The tenderer under consideration will be expected to provide this information within 7 working days of being requested to do so. Failure to do so may result in the rejection of his tender. |  | Note
18/1F | Allow for samples as requested by Architect or Engineer |  | Item
ELECTRICAL INSTALLATIONS
Electrical Installations
18/2A | Total Contract Value transferred from the Electrical Services Installation Tender Document 'Summary of Tender'. |  | Item
Total Contract Value to Include the breakdown cost on the following items.
18/2B | ^^3.1 - Preliminaries |  | Item
18/2C | ^^3.2 - Site Services |  | Item
18/2D | ^^3.3 - House Type B - General |  | Item
18/2E | ^^3.4 - House Type B - Electric Distribution and Wiring |  | Item
18/2F | ^^3.5 - House Type B - General Lighting Installation |  | Item
18/2G | ^^3.6 - House Type B - Fire Alarm Installation |  | Item
18/2H | ^^3.7 - House Type B - Security Installation |  | Item
18/2J | ^^3.8 - House Type B - Data, TV and Door Bell System |  | Item
18/2K | ^^Allow for attendance on ESB Networks |  | Item
18/2L | ^^Allow for setting up Pre-pay Power provider including attendances |  | Item
Include the following in respect of the foregoing
18/3A | ^^All costs and requirements associated with a complete Electrical Installation (such as main contractors general and special attendances, unloading, distributing, lifting, hoisting and placing in position all plant and equipment as scheduled, storage for plant, covered storage for welding and portable machine tools, profit and all additional preliminaries over and above normally provided by sub-contractors themselves and the like) if not included in the above item should be included here. |  | item
SUNDRIES AND BUILDERS WORK
Builders work in connection with Electrical Installations> All works to be carried out in accordance with current NZEB and Fire regulations
Electrical Installations
18/3B | ^^Marking the positions of holes, mortices and chases |  | Item
Sundries
Unload, distribute, hoist and place in position the following items of plant and equipment
18/3C | ^^Main distribution board 600 x 400 |  | nr
Cutting or forming holes, mortices and chases or the like
18/3D | ^^Socket outlets |  | nr
18/3E | ^^Smoke heat & carbon monoxide detectors |  | nr
18/3F | ^^Telephone outlets |  | nr
18/3G | ^^Light switches |  | nr
18/4A | ^^Spur outlets & connection outlets 20 mm |  | nr
18/4B | ^^Door bell & sounders |  | nr
18/4C | ^^Cooker switch |  | nr
18/4D | ^^Intruder alarm keypad |  | nr
18/4E | Intruder alarm window contact |  | nr
18/4F | Intruder alarm door contact |  | nr
18/4G | Intruder alarm control panel |  | nr
18/4H | Intruder alarm box panel |  | nr
18/4J | Intruder alarm panic button |  | nr
18/4K | Intruder Alarm PIR |  | nr
18/4L | Fire Alarm RCS |  | nr
18/4M | ^^Sounders |  | nr
18/4N | ^^TV Point |  | nr
18/4P | Doorbell |  | nr
18/4Q | Doorbell Chime |  | nr
18/4R | Data Point |  | nr
18/4S | ^^Thermostat |  | nr
18/4T | Telephone ext terminating unit |  | nr
18/4U | Telephone network terminating unit |  | nr
18/4V | Broadband ext terminating unit |  | nr
18/4W | External heating thermostat |  | nr
18/4X | Room thermostat |  | nr
18/4Y | Zone thermostat |  | nr
18/4Z | Heating Timeclock Controller |  | nr
18/4AA | Consumer Unit |  | nr
18/4BB | PV panels string inverter |  | nr
18/5A | AC Isolator |  | nr
18/5B | DC Isolator |  | nr
18/5C | 32a Isolator |  | nr
18/5D | PV panel Roof brackets |  | nr
18/5E | Mech Extract Ventilation Unit |  | nr
18/5F | Mechanical Control Wiring Centre |  | nr
18/5G | Heat Pump |  | nr
18/5H | Optical Network Terminal |  | nr
18/5J | Access terminal Box |  | nr
LV Trunking
18/5K | ^^ELV Trunking to cables |  | m
Forming or cutting holes; build in sleeves and/or bridge over with lintols as required; include for all firestopping with intumescent collars to give one hour fire resistance; including for all works necessary to complete weathering, air tight seals and making good structure and finishes upon completion; including for all works necessary to complete; Firestopping in accordance with Architect's Drawings and Specification All works in accordance with current NZEB and Fire Regulations
For pipes through 505mm thick external walls
18/5L | ^^Not exceeding 55mm diameter |  | nr
Form ope in 100mm thick outer leaf of cavity wall for ESB meter box; include precast concrete lintels; making good
18/5M | ^^402 x 606mm high |  | nr
Form ope in 100mm thick outer leaf of cavity wall for Telecom box: include precast concrete lintels; making good
18/6A | ^^155 x 230mm high |  | nr
For pipes through 105mm thick internal walls
18/6B | ^^Not exceeding 55mm diameter |  | nr
For pipes through structural steel
18/6C | ^^Not exceeding 55mm diameter |  | nr
For pipework through suspended floor slab 225mm thick
18/6D | ^^Not exceeding 55mm diameter |  | each
General builders work; grounds; cutting away and making good for the following. All works in accordance with current NZEB and Fire regulations
18/6E | ^^Pendant light fittings |  | nr
18/6F | ^^Surface mounted luminaries |  | nr
18/6G | ^^Bathroom mirror light |  | nr
18/6H | ^^External lights |  | nr
18/6J | ^^Additional builders work not outlined above |  | Item
18/6K | ^^Any other items or components included in the drawings or specification but not specified in this schedule |  | Item
Sundries
18/6L | ^^ESB Meter cabinet to ESB Networks Standard; to ESI Standard 12-3 (1986); 487mm wide x 681mm high x 188mm deep |  | nr
18/7A | ^^ESB 'Hockey Stick' fixed to ESB Networks Standard including draw wire; projecting 25mm into meter cabinet |  | nr
18/7B | ^^Cable Box; 300 x 220 x 175mm deep; 248 x 168mm door |  | nr
18/7C | ^^telecom duct including draw wire; projecting 25mm into meter cabinet |  | nr
Other Items
18/7D | Provide for all labour, materials, plant and all items which in the tenderers opinion are not specifically allowed for in this section of the works but which can be reasonably inferred from the works requirements as being necessary for the execution and completion of the works. - (List items below) |  | Item
(73) CULINARY FITTINGS
CULINARY FITTINGS
Generally
INFORMATION
19/1A | For a detailed description of materials and workmanship, contractors are to refer to both the Architectural & Engineering Specification documents. |  | Note
19/1B | Provide for constructing and subsequent demolition and disposal of samples, relative to the works included in this element, in accordance with the requirements of the relevant specification |  | Item
DRAWINGS
19/1C | For layout and elevations refer to Architectural & Structural Plans and Elevations. |  | Note
NOTES
19/1D | The Pricing Document is not a specification document. The Contractor must refer to the Designers Drawings and Specifications for full specification notes and details of the scope of works. The Contractor is deemed to have examined the drawings and read the specifications and included for same within his tender rates in the Pricing
19/1E | The Contractor's attention is drawn to the Architect's Specification, Engineer's Specification and the specification notes on the tender drawings. The requirements set out in these documents shall be deemed to be included within the Contractor's tendered rates
19/2A | All works to be carried out in accordance with the Project Drawings, Specifications and Preliminary Health & Safety Plan |  | Note
19/2B | All costs are to include for design, shop drawings, samples, maintenance instructions, fabrication, supply and installation.
FITTINGS: Fittings, Equipment and Furniture
Fittings
Built-in Kitchen units; Continuous countertop to be installed Bushboard Ltd. Omega or similar; include plinth, base, cupboards, doors, drawers, corners, wall cupboards, shelves and worktop; System manufacturer to be Contractor's proposal; All in accordance with Architects Drawings and Specification Ss_40_45_37_45
| Worktop, Base Unit & Overhead Storage Units as per Drawing DR-A-4020 |  | noid
19/2C | ^^Kitchen; Overall length 6100mm; 'L' shape on plan; 3802mm & 2298mm long |  | nr
19/2D | ^^Utility; Overall length 1475mm |  | nr
19/2E | ^^^^extra over for towel rails; Dolphin DP7602 Presitge Chrome Nickel Steel 450mm long |  | nr
19/2F | ^^Allow for workshop drawings for approval |  | Item
19/2G | ^^Allow for samples |  | Item
19/2H | ^^^^WHITE GOODS NOT INCLUDED. Cooker and appliances by tenant |  | Note
Sink & taps
Kitchen Sink; Anderson GEC Ltd. Ref. 1S11L or equivalent inset sink with wras approved taps (msd. sep.); inset stainless steel sink and single drainer complete with 1 taphole mixer, 1/2 basket strainer waste; 38mm chrome plated waste outlet; chain and overflow; bowl size 450mm x 360mm x 180mm; including plug and chain; including fitting into worktops; include for all works necessary to complete; all to be fitted in strict accordance with the manufracturer's instructions, refer to Architects Drawings and Specification
19/3A | ^^Overall size 998mm x 500mm |  | nr
19/3B | ^^Wras approved taps; thermostatic mixer tap to BS EN 200; chrome plated |  | nr
MECHANICAL INSTALLATIONS: Generally
Baumatic Tel06ss telescopic Hood or similar approved with stainless steel chimney extender to conceal all ventilation ductwork up to ceiling level; brushed stainless steel finish; 530m3/h; 3 speed with lighting; removeable grease filter; refer to Architects Drawings and Specification
Extractor fan
19/3C | ^^600mm wide x 400mm deep x 675 - 1030mm adjustable height |  | nr
Other Items
19/4A | Provide here for all labour, materials, plant and other items not specifically mentioned above but which, in the tenderers opinion, are inferred from the works requirements documents as being necessary for the proper execution and completion of the works (List Items Below) |  | Item
(74) SANITARY FITTINGS
SANITARY FITTINGS
Generally
INFORMATION
19/4B | For a detailed description of materials and workmanship, contractors are to refer to both the Architectural & Engineering Specification documents. |  | Note
19/4C | Provide for constructing and subsequent demolition and disposal of samples, relative to the works included in this element, in accordance with the requirements of the relevant specification |  | Item
DRAWINGS
19/4D | For layout and elevations refer to Architectural & Structural Plans and Elevations. |  | Note
NOTES
19/4E | The Pricing Document is not a specification document. The Contractor must refer to the Designers Drawings and Specifications for full specification notes and details of the scope of works. The Contractor is deemed to have examined the drawings and read the specifications and included for same within his tender rates in the Pricing
19/5A | The Contractor's attention is drawn to the Architect's Specification, Engineer's Specification and the specification notes on the tender drawings. The requirements set out in these documents shall be deemed to be included within the Contractor's tendered rates
19/5B | All works to be carried out in accordance with the Project Drawings, Specifications and Preliminary Health & Safety Plan |  | Note
19/5C | All costs are to include for design, shop drawings, samples, maintenance instructions, fabrication, supply and installation.
FITTING, EQUIPMENT AND FURNITURE: Fitting, Equipment and Furniture
Supply and fix the following fittings, as specified, fixed in accordance with the manufacturers instructions. All items listed under each heading on the Schedule Of Sanitary Ware are deemed to be included
WC
19/5D | ^^WC and Cistern; Ideal Standard T3280 Tempo Close Coupled WC Suite or similar approved to BS EN 997; vitreous china; all as Architects Drawing |  | nr
Washbasin (WHB)
19/5E | ^^Washbasin (WHB); Ideal Standard E0007 white round 500mm wash basin or similar approved to BS EN 14688; include traps connections and the like; all as Architects Drawing |  | nr
19/6A | ^^Washbasin (WHB) Type A; Ideal Standard T0597 Tempo white round 350mm wash basin or similar approved to BS EN 14688; include traps connections and the like; all as Architects Drawing & Spec. |  | nr
19/6B | ^^Pedestal; Ideal Standard or similar approved E0015 full pedestal to match |  | nr
19/6C | ^^Taps; Thermostatic mixer tap to BS EN 200; chrome plated finish; 4L/m at 3 Bar |  | nr
Shower Kit
19/6D | ^^Shower head; Ideal Standard Ref. IS A57782AA or similar approved; all as per Architect's Drawing & Spec. |  | nr
19/6E | ^^Shower mixer; Ideal Standard or similar approved to BS 7942 with Mixer Control shower hose and handspray Ref. IS A57782AA; 6L/min at 3 bar; 43 degree; chrome plated finish; all as per Architect's Drawing & Spec. |  | nr
Bathroom Fiittings; as per Architects Specification
19/6F | ^^Shower curtain rails; corner shower 'L' shape; Hafele or similar Ref. 980.77.398 with 980.77.346 |  | nr
19/6G | ^^Towel Rail; Dolphin DP7602 Presitge Chrome Nickel Steel 450mm long |  | nr
19/6H | ^^Soap Holder |  | nr
19/6J | ^^Toilet Roll Holder; Dolphin BC 266 or similar |  | nr
19/6K | ^^Toilet brush holder; Dolphin or similar |  | nr
19/6L | ^^Grab Rails; Hafele 980.77.631; 460mm long |  | nr
Glazing
Special Glazing
Mirrors
Toughened glass silvering quality wall mounted mirrors as specified on Architects Drawing
19/7A | ^^500 x 1000 mm |  | nr
Other Items
19/7B | Provide here for all labour, materials, plant and other items not specifically mentioned above but which, in the tenderers opinion, are inferred from the works requirements documents as being necessary for the proper execution and completion of the works (List Items Below) |  | Item
(76) STORAGE, SCREENING FITTINGS
(76) STORAGE, SCREENING & FITTINGS
Generally
INFORMATION
20/1A | For a detailed description of materials and workmanship, contractors are to refer to both the Architectural & Engineering Specification documents. |  | Note
20/1B | Provide for constructing and subsequent demolition and disposal of samples, relative to the works included in this element, in accordance with the requirements of the relevant specification |  | Item
DRAWINGS
20/1C | For layout and elevations refer to Architectural & Structural Plans and Elevations. |  | Note
NOTES
20/1D | All works to be carried out in accordance with the Project Drawings, Specifications and Preliminary Health & Safety Plan |  | Note
20/1E | All costs are to include for design, shop drawings, samples, maintenance instructions, fabrication, supply and installation.
WOODWORK: Composite Items
Hotpress Shelving
20/2A | ^^The Contractor is to include for forming three tiers of 19mm x 44mm spar shelving 70 mm deep, 25mm apart, the full depth of hotpress, carried on 19mm x 44mm chamfered cleats secured to walls or on 38mm x 75mm bearers. Shelving to be planed smooth and neatly fixed. The Contractor is to form 18mm blockboard or 119mm x 19mm T & G boarded floor screwed to 75mm x 150mm rough deal bearers. The upper doors to be 600mm high. Shelving should be removable. As per Architects drg |  | nr
Store Shelving
20/2B | ^^The Contractor is to include for forming five tiers of 19mm x 44mm spar shelving 70 mm deep, 25mm apart, the full depth of hotpress, carried on 19mm x 44mm chamfered cleats secured to walls or on 38mm x 75mm bearers. Shelving to be planed smooth and neatly fixed. As per drg |  | nr
FITTINGS: Fittings, Equipment and Furniture
Fitted Wardrobe; Melamine MDF carcass & doors; hanging rails; shelves and accessories
Wardrobe
20/2C | 1800mm wide x 2400mm high x 600mm deep |  | nr
Other Items
20/3A | Provide for all labour, materials, plant and all items which in the tenderers opinion are not specifically allowed for in this section of the works but which can be reasonably inferred from the works requirements as being necessary for the execution and completion of the works. - (List items below) |  | Item
Subtotal
Adjustment |  |  |  |  | 0
VAT
Total

## Trade Breakup Showing Markup
Bill Ref. | Description | Quantity | Unit | Rate | Markup (%) | Total
(19) SUBSTRUCTURE
(19) SUBSTRUCTURE
Generally
INFORMATION
1/1A | For a detailed description of materials and workmanship, contractors are to refer to the Architectural & Engineering Specification documents. |  | Note
DRAWINGS
1/1B | For layout and elevations refer to Architectural & Structural Plans and Elevations. |  | Note
NOTES
| The general notes apply to excavation and earthwork in this and subsequent sections of the Bill of Quantities. |  | noid
| The rates for excavation work shall include for hand or machine excavation, for excavating in and handling loose and compacted hardcore, rubble and the like, and for grubbing up any disused drains, pipes, cables, roots, concrete, reinforced concrete and brick block stonework structures and any other obstructions met with except only rock. |  | noid
| Should the Contractor excavate below the formation levels shown without specific instructions to do so, he will be required to make good at his own expense, in lean mix C20 concrete. |  | noidn
| The Contractor is required to visit the site and ascertain the nature of work involved in this section. No charge for extra labour, plant or material will be allowed in consequence of the Contractors failure to do this. |  | Noid
| The Contractor shall allow for providing and erecting all necessary barricades, properly planked footways, watching and lighting for the due protection of workmen and the public during the execution of the works. Providing road signs for the diversion of traffic as required by the Authorities. Altering, shifting and adapting barricades as necessary and finally removing when no longer required. |  | Noid
| The Contractor is required to make himself aware of the presence and location of all services over the site and shall take all necessary precautions to avoid interference or damage to these services during the execution of the works. The Contractor shall make due allowance in his rates for working in and around and maintaining live these services as necessary. Any damage caused shall be made good at the Contractors own expense. The Contractor to refer to Structural Engineers and Services Engineers Tender Drawings for the location of all existing site services. Failure to comply with this requirement will not entitle the Contractor to any additional extra's or claims for additional expence. |  | Noid
| The Contractor should note that drying out of floor slabs within the contract period to allow laying of floor finishes is the sole responsibility of the contractor and he should include for providing any necessary heating, plant and equipment in order to achieve this. It is also the Contractors responsibility to liaise directly with the Structural Engineer in order to seek both their advice and recommendations on concrete specification options (e.g.) permitted water and cement content of mixes) which would accelerate the drying out process. The Contractor should include for this requirement in his/her pricing of the following items. Failure to comply with this requirement will not entitle the Contractor to any additional extras or claims for additional expence. |  | Noid
| The Bill of Quantities is not a design document with regard to health and safety ordering materials or construction details, all construction details are to be established from the Engineers/Architects tender documents. |  | Noid
| Power floated and screeded concrete floor slabs are to be finished to a sufficient level to obviate the necessity for the spreading of levelling compounds for all floor coverings measured within this Bill of Quantities / Tender Documentation. Should it arise that it becomes necessary to spread levelling compounds as a preliminary to laying the floor finishes, the cost of this work will be deemed to be included in the prices against the various items of work of floor finishes. |  | Noid
| The Contractor is referred to the enclosed 'Site Investigation Reports' for all information concerning the site, ground conditions, sub-strata water levels and other relevant data. |  | Noid
| The Contractor shall notify the Engineer as soon as excavations are ready for inspection. On no account is any concrete to be poured or filling laid until the Engineer is satisfied with the conditions of excavation. |  | Noid
| The Tenderer is advised that the following measurements and descriptions are to be read in conjunction with the Architects, Structural Engineers and Services Engineers Drawings and Specifications. |  | Noid
EXCAVATION AND EARTHWORK: Excavation
Excavation
Foundation trenches
1/4A | ^^Foundation trenches; maximum depth not exceeding 2.00m |  | m3
Working space; excavation and backfilling with crushed stone to SR21 Annex E in accordance with the Engineers Specification, laid and compacted in 225 mm layers
Foundations
1/4B | ^^Maximum Depth not exceeding 2.0m deep |  | m2
Disposal of water
1/4C | ^^Surface |  | Item
1/4D | ^^Ground |  | Item
Disposal of excavated material
1/4E | ^^Off site |  | m3
Filling; hardcore granular material in accordance with SR21:2014 Annex 'E' T1 STRUCT; compacted in layers 150mm maximum thickness;
To excavations
1/5A | ^^Average thickness exceeding 250 mm thick |  | m3
1/5B | To make up levels
1/5C | ^^Average thickness exceeding 250 mm thick |  | m3
Surface treatments
Blinding filling; horizontal; Annex E T3; sand
1/5D | ^^50mm thick |  | m2
Filling; hardcore granular material in accordance with SR21:2014 Annex 'E' T2 PERM; compacted in layers 150mm maximum thickness
To make up levels
1/5E | ^^Average thickness not exceeding 250 mm thick |  | m3
CONCRETE WORK: In-situ Concrete
Plain in-situ concrete, Grade C12/15; Lean mix; all as per Engineer's Specification
Bulk filling; foundation footings; poured on or against earth or unblinded hardcore
1/5F | ^^Blinding; foundations |  | m3
1/5G | ^^Blinding; floor slabs |  | m3
Cavity fill
1/5H | ^^Generally |  | m3
Reinforced in-situ concrete; Grade C30/37; vibrated; all as per Engineer's Specification
Foundations
1/6A | ^^Generally; reinforced |  | m3
1/6B | Reinforced in-situ concrete; Grade C25/30; vibrated; all as per Engineer's Specification
Slabs
1/6C | ^^Not exceeding 150mm thick; reinforced |  | m3
CONCRETE WORK: Sundries
Design joints in floor slab
Isolation joint to floor slabs including formed joint 20mm wide x 150mm deep filled with two part 20 x 20 mm Polysulphide sealer including 20 mm hydrocell filler board;
1/6D | ^^150mm deep |  | m
Induced Contraction joint (ICJ); saw cut 50 deep x 10mm wide; sealed with Paraseal joint filler
1/6E | ^^50mm deep |  | m
Surface finish
Powerfloating
1/6F | ^^Horizontal surfaces |  | m2
CONCRETE WORK: Reinforcement
Reinforcement; mesh fabric; BS 4483:2005; all as per Engineer's Specification
Fabric; Reference A252; 350 minimum laps
1/6G | ^^Horizontal; over 300mm wide (floor slab) |  | m2
Reference A393; 350 minimum laps
1/7A | ^^Horizontal; over 300mm wide (foundations) |  | m2
1/7B | Spacers and Chairs
1/7C | ^^as required to position reinforcement and maintain minimum cover levels as per Engineers specification |  | Item
CONCRETE WORK: Formwork
Wrought formwork; all in accordance with the Structural Engineers specification
Sides of foundations
1/7D | height; 250 - 500mm |  | m
CONCRETE WORK: Precast Concrete/Composite Construction/Stone Faced Concrete Panels
1/7E | Reinforced concrete
Lintels
1/7F | L1 -215mm x 215mm Killeshal or equivalent prestressed precast concrete lintel |  | m
1/7G | L2 -100mm x 215mm Killeshal or equivalent prestressed precast concrete lintel |  | m
BRICKWORK AND BLOCKWORK: Brickwork/blockwork
Standard ordinary quality solid concrete blocks; 13N/mm2; 440 x 215 x 100; cement; stretcher bond; M6 mortar all as per Engineer's Specification
Walls in trenches
1/7H | ^^550mm thick |  | m2
1/7J | ^^215mm thick |  | m2
1/8A | ^^100mm thick |  | m2
1/8B | ^^^^^Extra over the above for thermal block in accordance with IS EN 771-3 2011 and Architects Specification.
1/8C | ^^215mm thick |  | m2
1/8D | ^^100mm thick |  | m2
ROOFING, CLADDING AND WATERPROOFING: Flexible Sheet Coverings
Damp Proof Courses
DPC; Cavity closer and damp-proof course supports Type B to comply with BS EN 13967, Hyload Pluvex 100 mm laps at joints, sealed with Hyload DPC jointing tape; Hyload DPC mastic, all in accordance with Architects Specification Pr_25_57_21_12
1/8E | ^^Damp proof course, not exceeding 225 mm wide, horizonatal. |  | m
Monarflex RAC gas membrane or equivalent radon protection system; as manufactured by Necoflex Ltd; no allowance for laps; 1mm thick; with all joints sealed and lapped 150mm min. with 'MonoBond LT' or equivalent double sided self-adhesive butyl tape in strict accordance with the manufacturers instructions; all as per Architect's Specification Section Pr_25_57_65_60
Horizontal
1/8F | ^^Over 300mm wide |  | m2
1/8G | ^^extra over detail at threshold |  | m
Vertical
1/8H | ^^300mm high |  | m2
Necoflex or similar and approved radon sump as per Specification Ss_15_10_33_34
Laid in position
1/9A | ^^Generally |  | nr
Vent pipes; upvc
110mm diameter; connection to sumps
1/9B | ^^Horizontal |  | m
1/9C | ^^Vertical; including for concrete bed and surround |  | m
1/9D | ^^^^^Extra over for; forming or leaving ope through 550mm blockwork cavity wall for 110mm diameter pipework |  | nr
1/9E | ^^^^^Extra over for; 90 degree bends |  | nr
1/9F | ^^^^^Extra over for; vent cap 110mm diameter |  | nr
Ruberoid "Top Hat" sections; or equivalent, fitted in strict accordance with the manufacturer's instructions
Fixed in position
1/9G | ^^50 mm diameter protrusions through membrane |  | nr
1/9H | ^^100 mm diameter protrusions through membrane |  | nr
Other Items
1/10A | Provide for all labour, materials, plant and all items which in the tenderers opinion are not specifically allowed for in this section of the works but which can be reasonably inferred from a site inspection and the works requirements as being necessary for the execution and completion of the works. - (List items below) |  | Item
(21) EXTERNAL WALLS
EXTERNAL WALLS
Generally
INFORMATION
2/1A | For a detailed description of materials and workmanship, contractors are to refer to both the Architectural & Engineering Specification documents. |  | Note
2/1B | Provide for constructing and subsequent demolition and disposal of samples, relative to the works included in this element, in accordance with the requirements of the relevant specification |  | Item
DRAWINGS
2/1C | For layout and elevations refer to Architectural & Structural Plans and Elevations. |  | Note
NOTES
2/1D | The Pricing Document is not a specification document. The Contractor must refer to the Designers Drawings and Specifications for full specification notes and details of the scope of works. The Contractor is deemed to have examined the drawings and read the specifications and included for same within his tender rates in the Pricing
2/1E | All works to be carried out in accordance with the Project Drawings, Specifications and Preliminary Health & Safety Plan |  | Note
2/1F | All costs are to include for design, shop drawings, samples, maintenance instructions, fabrication, supply and installation.
2/2A | The Contractor's attention is drawn to the Architect's Specification, Engineer's Specification and the specification notes on the tender drawings. The requirements set out in these documents shall be deemed to be included within the Contractor's tendered rates
2/2B | All precast concrete goods to be installed in accordance with the manufacturers instructions
CONCRETE WORK; In-Situ Concrete
Unreinforced in-situ concrete Grade 30
Filling to back of cills
2/2C | ^^Cross-sectional area < or = 0.10m2 |  | m3
Formwork
Class A formwork to edge of filling to window cill
2/2D | ^^< or = 250mm high; to back cills |  | m
CONCRETE WORK; Precast Concrete
Precast Concrete; Concrete grade 35 in the following precast units with a fair finish on all surfaces, bed and point in gauged mortar:
Lintel by killeshal or equivalent, once splayed, reinforced in strict accordance with Engineers Specification & Drawings
2/2E | ^^215 x 215mm x 2373mm |  | each
2/2F | ^^215 x 215mm x 1473mm |  | each
2/2G | ^^215 x 215mm x 1360mm |  | each
2/2H | ^^215 x 215mm x 1248mm |  | each
2/3A | ^^215 x 215mm x 1135mm |  | each
2/3B | ^^100 x 65mm x 2373mm |  | each
2/3C | ^^100 x 65mm x 1473mm |  | each
2/3D | ^^100 x 65mm x 1360mm |  | each
2/3E | ^^100 x 65mm x 1248mm |  | each
2/3F | ^^100 x 65mm x 1135mm |  | each
Precast concrete sills; overall size as follows ; once rebated ; once throated ; splayed edge lay on dpc ; bedded in mortar;Precast Concrete Cills; pre-tensioned; standard or stock pattern units; including 25mm insulation backing; dpc turned up at back and sides; Kilsaran or similar approved
2/3G | ^^^220 x 155 mm high |  | m
BRICKWORK AND BLOCKWORK: Brickwork and Blockwork
Solid concrete blocks to IS 20, nominal size 440 x 215 x 100 mm, minimum compressive strength 7.5 N/mm2, lay stretcher bond in gauged mortar; all in strict accordance with Architects Specification.
Walls
2/3H | ^^100 mm thick |  | m2
2/3J | ^^215 mm thick |  | m2
2/3K | ^^^^^Extra over for thermal block in acordance with IS EN 771-3 2011 and Architects Specification; 100mm thick |  | m2
2/3L | ^^^^^Extra over for thermal block in acordance with IS EN 771-3 2011 and Architects Specification; 215mm thick |  | m2
Brickwork; Ibstock Dark Grey facing brick 'Leicester Grey Stock' to Architect approval & specification; to BS EN-771-1; 215 x 102 x 65mm; 20N/mm2; tolerances median value T2; Range R1 ; laid in light grey cement mortar (1:3)
Walls
2/4A | ^^100 mm thick |  | m2
Brickwork; Ibstock Light Grey facing brick 'A5147A Clerkenwell Light Grey' to Architect approval & specification; to BS EN-771-1; 215 x 102 x 65mm; 20N/mm2; tolerances median value T2; Range R1; laid in light grey cement mortar (1:3)
Walls
2/4B | ^^100 mm thick |  | m2
BRICKWORK AND BLOCKWORK: Ancillaries to Blockwork/Brickwork
Blockwork
Forming Cavities between 100mm outer leaf and 100mm inner leaf
2/5A | ^^Form 150 mm wide cavity between block leaves with 150mm Polyisocyanurate (PIR) insulation or equivalent, wall insulation slab with foil facings to both sides to achieve a minimum elemental wall -Value of of 0.14 w/sq.m.K, fix in 150 mm cavity with stainless steel wall ties to BS 1449 with an integral device for holding the insulation in position, spaced at 450 mm horizontal centres and 450 mm vertical centres, 6 nr wall ties per sq metre, keep cavity clear of mortar droppings, allow for additional ties at 225 mm centres at wall opes, movement joints and corners. All in strict accordance with Architects Specification |  | m2
Closing cavities
Close top of cavity with single course of blockwork laid flat: bedding and jointing in guaged mortar
2/5B | ^^150 mm wide.; Horizontal |  | m
2/5C | ^^150 mm wide; Sloping |  | m
150mm wide cavity closer Kingspan Thermabate or equivalent; Thermal conductivity 0.034 W/mK all in strict accordance with Architects Specification
2/5D | ^^Set at jambs |  | m
Damp Proof Courses
Damp proof course; I.S. 57; Hyload Pluvex DPC or equivalent; 150mm laps; no allowance in measurements for laps.
2/5E | ^^Vertical set at jambs; 150mm wide |  | m
2/6A | ^^Horizontal under and at back of cill; 700 girth |  | m
Cavity trays; Hyload, lintel tray range or equivalent; fitted as per manufacturers instructions.
2/6B | ^^Horizontal above lintel; 700 girth |  | m
Designed Joints
Movement joints; 10mm thick to blockwork closed cell polyethylene sealed with mastic; Ancon Tepolite type 2, or equivalent, wall ties in every course; SS fish tail ties with debonding sleeves at one end at 225mm centres; including PVC movement joint plaster bead by RenderPlas, or equivalent.
2/6C | ^^10 mm wide; 100 mm deep; vertical |  | m
Joint Reinforcement
2/6D | Joint Reinforcement brickforce or equivalent; stainless steel bed joint reinforcement
2/6E | ^^ 100mm wide |  | m
2/6F | ^^ 215mm wide |  | m
Sundries
Leave ope in 100mm thick outer leaf of cavity wall for ESB meter box
2/6G | ^^490 x 690mm high |  | nr
Leave ope in 100mm thick outer leaf of cavity wall for Telecom box: include precast concrete lintels
2/6H | ^^220 x 300mm high |  | nr
Barriers
Insulation with path of minimum thermal resistance through the insulation of not less than 4.00M2K/W, fixed in cavity all as per manufacturers instructions.
2/7A | ^^140 mm high to back of window cills |  | m
Ventilating Ducts
2/7B | ^^Form or leave opening in 350 mm cavity wall, with 2 No 100 mm block skin. Provide and build in 215 mm diameter telescopic cavity liner unit, 225 x 225 mm hit and miss grill fixed with galvanised screws, internal baffels to reduce light and sound, plugged to blockwork and bedded in guaged mortar (1:1:6) and 225 x 225mm adjustable pvc grill and fly screen fixed with brass screws plugged to blockwork, all as Architects Specification. |  | nr
Airtight Detail: In strict accordance with the Architects Specification.
Airtightness Siga Corvum 12/48, or equivalent, taping around door and window opes, sealed, accordance with the manufacturers instructions, to achieve airtightness of 0.25 m3/(mh)
2/7C | ^^Reveals |  | m
Airtightness Siga Rissan 100, or equivalent, taping at junctions of walls to floors, sealed, accordance with the manufacturers instructions, to achieve airtightness of 0.25 m3/(mh)
2/7D | ^^Floor junction abutting external wall |  | m
2/7E | ^^Junction at eave level |  | m
2/8A | ^^Junction abutting partitions / external wall |  | m
STEELWORK: Structural
Fabricated weldable steel all as per Engineers pecification; all in accordance with the National tructural Steelwork Specification (4th Edition); Grade S275; all fabrication and detailing as specified; including all emporary steelwork for handling and erection purposes and stabilising frames; refer to Structural Engineer's notes and specification
Windposts
2/8B | ^^185x70x6 WP2 Windpost with 220x210x10mm base plate with 4 No. M10 HILTI HST Anchors; cleat to top of post bolted to underside of precast concrete slab with 2 Nr. M16 GR8.8 bolts to specialist design & details; 2600mm long (Ground Floor) |  | nr
2/8C | ^^185x70x6 WP2 Windpost with 220x210x10mm base plate with 4 No. M10 HILTI HST Anchors; cleat to top of post bolted to wall plate with 2 Nr. M16 GR8.8 threaded bars; 3000mm long (First Floor) |  | nr
Entrance Canopy
2/8D | Point fixed Entrance Canopy as per Specification Ss_30_40_34_60; PPC aluminium clad all around in RAL 7001; galvanised and powdercoated frame; contractor designed element including fixings to wall; 1500 long x 700 wide x 150 deep |  | Item
Other Items
2/9A | Provide here for all labour, materials, plant and other items not specifically mentioned above but which, in the tenderers opinion, are inferred from the works requirements documents as being necessary for the proper execution and completion of the works |  | Item
(22) INTERNAL WALLS, PARTITIONS
INTERNAL WALLS
Generally
INFORMATION
3/1A | For a detailed description of materials and workmanship, contractors are to refer to both the Architectural & Engineering Specification documents. |  | Note
3/1B | Provide for constructing and subsequent demolition and disposal of samples, relative to the works included in this element, in accordance with the requirements of the relevant specification |  | Item
DRAWINGS
3/1C | For layout and elevations refer to Architectural & Structural Plans and Elevations. |  | Note
NOTES
3/1D | The Pricing Document is not a specification document. The Contractor must refer to the Designers Drawings and Specifications for full specification notes and details of the scope of works. The Contractor is deemed to have examined the drawings and read the specifications and included for same within his tender rates in the Pricing
3/1E | The Contractor's attention is drawn to the Architect's Specification, Engineer's Specification and the specification notes on the tender drawings. The requirements set out in these documents shall be deemed to be included within the Contractor's tendered rates.
3/2A | All works to be carried out in accordance with the Project Drawings, Specifications and Preliminary Health & Safety Plan |  | Note
3/2B | All costs are to include for design, shop drawings, samples, maintenance instructions, fabrication, supply and installation.
WOODWORK: Structural & First Fixings
First Fixings
head Plate
3/2C | ^^100 x 75mm to head of partition walls shot fixed to precast concrete floor slab |  | m
Accessories
3/2D | ^^Galvanised steel L straps 2.5 x 30 x 1200mm long, screwed to wall plate and fixed to partiton wall with 12 x 50mm wood screws. |  | nr
FLOOR, WALL AND CEILING FINISHES: Stud Partitions
Stud Partitions
Gypsum board partition systems Type A; 75mm timber stud frame at 400mm centres; 12.5mm Gyproc Wallboard with plaster skim finish; All in strict accordance with Architects Specification Ss_25_10_30_35
3/2E | ^^2450 mm high |  | m
3/2F | ^^2575 mm high |  | m
3/2G | ^^^^^ Extra over for Deflection head; to Gypsum detail; to underside of precast concrete soffit |  | m
3/2H | ^^^^^Extra for forming ope 810 mm x 2100 mm |  | nr
3/3A | ^^^^^Extra for forming ope 910 mm x 2100 mm |  | nr
3/3B | ^^^^^Extra for forming ope 1050 mm x 2110 mm |  | nr
3/3C | ^^^^^Angles |  | nr
3/3D | ^^^^^Fair ends |  | nr
3/3E | ^^^^^Intersections |  | nr
3/3F | ^^^^^Abutments to other work |  | nr
Gypsum board partition systems Type B; 75mm timber stud frame at 400mm centres; 12.5mm Gyproc Wallboard with plaster skim finish; Acoustic insulation roll to cavity; All in strict accordance with Architects Specification Ss_25_10_30_35
3/3G | ^^2450mm high |  | m
3/3H | ^^2575 mm high |  | m
3/3J | ^^^^Extra for 12.5mm Moisture resistant plasterboard |  | m2
3/3K | ^^^^^Extra for forming ope 946 mm x 2100 mm |  | nr
3/3L | ^^^^^Extra for forming ope 1050 mm x 2110 mm |  | nr
3/3M | ^^^^^Angles |  | nr
3/3N | ^^^^^Fair ends |  | nr
3/3P | ^^^^^Intersections |  | nr
3/3Q | ^^^^^Abutments to other work |  | nr
Gypsum board partition systems; Fire Rated Partition; 75mm timber stud frame at 400mm centres; 15mm Fireline plasterboard with plaster skim finish; Acoustic insulation roll to cavity; All in strict accordance with Architects Specification
3/3R | ^^2575 mm high |  | m
3/4A | ^^^^^Extra for forming ope 810 mm x 2100 mm |  | nr
3/4B | ^^^^^Angles |  | nr
3/4C | ^^^^^Fair ends |  | nr
3/4D | ^^^^^Intersections |  | nr
3/4E | ^^^^^Abutments to other work |  | nr
Gypsum board partition systems; Fire Rated Partition; 75mm timber stud frame at 400mm centres; 15mm Fireline plasterboard with plaster skim finish; Acoustic insulation roll to cavity; All in strict accordance with Architects Specification
3/4F | ^^2350 - 3700 mm high; (balustrade wall) |  | m
3/4G | ^^^^^Fair ends |  | nr
3/4H | ^^^^^Intersections |  | nr
3/4J | ^^^^^Fair ends; raking top edge |  | m
Other Items
3/4K | Provide here for all labour, materials, plant and other items not specifically mentioned above but which, in the tenderers opinion, are inferred from the works requirements documents as being necessary for the proper execution and completion of the works (List Items Below) |  | Item
(23) FLOORS; GALLERIES
FLOORS, GALLERIES
Generally
INFORMATION
4/1A | For a detailed description of materials and workmanship, contractors are to refer to both the Architectural & Engineering Specification documents. |  | Note
4/1B | Provide for constructing and subsequent demolition and disposal of samples, relative to the works included in this element, in accordance with the requirements of the relevant specification |  | Item
DRAWINGS
4/1C | For layout and elevations refer to Architectural & Structural Plans and Elevations. Refer to Engineers Drawings for Details |  | Note
NOTES
4/1D | All works to be carried out in accordance with the Project Drawings, Specifications and Preliminary Health & Safety Plan |  | Note
CONCRETE WORK: In-situ Concrete
Reinforced in-situ concrete; Grade C28/35; vibrated; all as per Engineer's Specification
Slabs; screed
4/1E | ^^thickness not exceeding 150mm thick (75mm thick) |  | m3
4/1F | ^^thickness exceeding 150mm thick; edge detail; Section 2 Drg.101 |  | m3
CONCRETE WORK: Sundries
Surface finish
Powerfloating
4/2A | ^^Horizontal surfaces |  | m2
CONCRETE WORK: Reinforcement
Bar Reinforcement; hot rolled deformed bars complying with BS 8666:2005; high yield bars Type 2; all in accordance with Engineer's Specification
4/2B | ^^less than 12mm diameter; H10 Hook Bars at 600mm centres; at edge of slab screed |  | t
Reinforcement; mesh fabric; BS 4483:2005; all as per Engineer's Specification
Fabric; Reference A252; 350 minimum laps
4/2C | ^^Horizontal; over 300mm wide (floor screed) |  | m2
Spacers and Chairs
4/2D | ^^as required to position reinforcement and maintain minimum cover levels as per Engineers specification |  | Item
CONCRETE WORK: Formwork
Wrought formwork; all in accordance with the Structural Engineers specification
edges of suspended slabs; screed
4/2E | height; not exceeding 250mm (225mm high) |  | m
Concrete Work: Precast Concrete/Composite Construction/Stone Faced Concrete Panels
150mm precast concrete hollowcore slabs; Ducon or similar; bedded in mortar
Floors
4/3A | Maximum Span - 5.00 - 7.00m |  | m2
Other Items
4/3B | Provide here for all labour, materials, plant and other items not specifically mentioned above but which, in the tenderers opinion, are inferred from the works requirements documents as being necessary for the proper execution and completion of the works (List Items Below) |  | Item
(24, 34) STAIRS & STAIRS COMPLETIONS
STAIRS RAMPS.
Generally
INFORMATION
5/1A | For a detailed description of materials and workmanship, contractors are to refer to both the Architectural & Engineering Specification documents. |  | Note
DRAWINGS
5/1B | For layout and elevations refer to Architectural & Structural Plans and Elevations. |  | Note
Concrete Work: Precast Concrete/Composite Construction/Stone Faced Concrete Panels
Precast concrete stairs to specialist design and details; including all brackets bolts, fixings and the like
Staircase flights
5/1C | flight 1020mm wide;6 treads; 1230mm rise; 1684mm going (Ground - half landing) |  | each
5/1D | flight 1020mm wide; 8 treads; 1570mm rise; 2240mm going (half landing - First Floor) |  | each
5/1E | half landing; 2147 x 1000mm |  | each
WOODWORK: Boarding and Second Fixings
Second fixings; softwood; 5mm groove to detail as per drawing A-5004
5/1F | Skirtings; 125 x 16mm |  | m
WOODWORK: Composite Items
Balustrades to BS 6180 & BS 8300-2; stained hardwood to Architects specification Ss_25_60_05_05
Rails; handrails to stairs; bracketed to walls
5/2A | 50mm diameter |  | m
FLOOR, WALL AND CEILING FINISHINGS: Board finishes
15mm thick foil-backed plasterboard slabs fixed to timber joists, having the joints filled with gyplite joint filler in conjunction with gyplite tape and finished with skim finish, screw fixed; refer to Architects Specification , all in accordance with manufacturers instructions.
Ceilings
5/2B | ^^Over 300mm wide; Horizontal |  | m2
^^Extra over for:
5/2C | 100 x 44 framing @ 400mm c/c to stairs soffit; shot fixed to concrete |  | m2
PAINTING AND DECORATING: Painting
Balustrades & Handrails
Prepare and apply one coat of aluminium type 2 wood primer, one undercoat and two finishing coats, per Architects Specification, on the following wood surfaces:
5/2D | ^^handrails |  | m
5/2E | ^^second fixings; skirtings; girth not exceeding 300mm |  | m
5/2F | ^^second fixings; skirtings; girth exceeding 300mm |  | m2
Internal Work
Prepare and apply one initial coat, and two finishing coats of white emuslion paint , or equivalent; all as per Architects Specification
5/3A | ^^over 300mm wide; to plaster base |  | m2
Other Items
5/3B | Provide here for all labour, materials, plant and other items not specifically mentioned above but which, in the tenderers opinion, are inferred from the works requirements documents as being necessary for the proper execution and completion of the works (List Items Below) |  | Item
(27) ROOFS
ROOF
Generally
INFORMATION
6/1A | For a detailed description of materials and workmanship, contractors are to refer to both the Architectural & Engineering Specification documents. |  | Note
DRAWINGS
6/1B | For layout and elevations refer to Architectural & Structural Plans and Elevations. |  | Note
Notes
6/1C | The Pricing Document is not a specification document. The Contractor must refer to the Designers Drawings and Specifications for full specification notes and details of the scope of works. The Contractor is deemed to have examined the drawings and read the specifications and included for same within his tender rates in the Pricing
6/1D | The Contractor's attention is drawn to the Architect's Specification, Engineer's Specification and the specification notes on the tender drawings. The requirements set out in these documents shall be deemed to be included within the Contractor's tendered rates.
6/1E | All works to be carried out in accordance with the Project Drawings, Specifications and Preliminary Health & Safety Plan
6/2A | All costs are to include for design, shop drawings, samples, maintenance instructions, fabrication, supply and installation.
WOODWORK: Structural & First Fixings
Pre-fabricated
Trussed rafters, roof trusses and the like; Refer to Engineers Drawing and detail sections and layouts
| Roof trusses - Timber roof trusses to pitched roofs, to engineer's design and specification |  | noid
| Truss, profile as Engineers detailed drawing, roof pitch as indicated; hoisting and fixing at approx 3.00m above ground floor level. |  | noid
| All timber bracing to trusses will be deemed included. |  | noid
6/2B | ^^6900 mm clear span including overhang |  | nr
6/2C | ^^9400 mm clear span girder truss |  | nr
6/2D | ^^550 - 6900 mm clear span truncated trusses |  | nr
Carcassing
Pitched roofs:
Sawn white deal, vacuum presure impregnated, stress graded C16
6/2E | ^^150 x 44 mm (Rafters) |  | m
6/2F | ^^150 x 44 mm (Noggings/Gable Ladder) |  | m
6/2G | ^^125 x 44 mm (Longitudinal bracing) |  | m
6/2H | ^^125 x 44 mm (Ridge bracing) |  | m
6/3A | ^^125 x 44 mm (Diagonal bracing) |  | m
Water tank supports
6/3B | ^^115 x 44 mm spreader beam |  | m
6/3C | ^^175 x 44 mm secondary bearer |  | m
6/3D | ^^115 x 44 mm primary bearer |  | m
First Fixings
Wall Plate
6/3E | ^^215 x 75mm |  | m
Boarding & Sheeting
25mm thick Marine plywood; laid on timber joists
6/3F | ^^Exceeding 300mm wide, Attic storage area. |  | m2
6/3G | ^^Unilin XT/walk-R or similar attic decking system |  | m2
6/3H | ^^handrail to perimeter of walk way |  | m
WOODWORK: Ironmongery, Accessories and Sundries
Insulating materials
Thermal: 400mm glass wool insulation; ISOVER Metac 034 or similar; U-value 0.11W/m.k; as per Architects Specification
6/3J | ^^200 mm thick quilt insulation laid between ceiling joists |  | m2
6/3K | ^^200 mm thick quilt insulation laid over ceiling joists. |  | m2
Thermal: mineral wool slab insulation; Rockwool Fire Barrier slab or similar; as per Architects Specification
6/3L | ^^100mm thick (eaves 500mm wide |  | m2
Accessories
6/4A | ^^Galvanised steel L straps 5 x 30 x 900mm long min at 1800mm centres, screwed to wall plate and fixed with 3 Nr. fixings to block wall with HPS nylon plug anchors. |  | nr
6/4B | ^^Galvanised steel L straps 5 x 30 x 1600mm long screwed to 3 No trusses and fixed to block wall ditto incl packing at 2m centres to external walls |  | nr
6/4C | ^^Galvanised steel L straps 5 x 30 x 1000mm long, screwed to timber trusses and noggings incl packing at 2m centres |  | nr
6/4D | ^^Galvanised steel truss fixing clip "Bat" or equal approved, fixed to plate and truss in accordance with manufacturers instructions. |  | nr
6/4E | ^^Galvanised steel truss fixing clip "Bat" or equal approved, to suit girder truss,fixed to plate and truss in accordance with manufacturers instructions. |  | nr
Other Items
6/4F | Provide here for all labour, materials, plant and other items not specifically mentioned above but which, in the tenderers opinion, are inferred from the works requirements documents as being necessary for the proper execution and completion of the works (List Items Below) |  | Item
(28) FRAME
FRAME
STRUCTURAL STEEL
Structural Steel Grade S275; including connections, bolts and welds; building into blockwork; CE marking; all in accordance with the Engineer's Specification & Drawing S-0101
Fabricated members, primary steelwork
Beams
7/1A | ^^100 - 150kg /m (203UC 86); 440 x 15mm plate welded to underside with 6mm stitch weld, 100mm on, 100mm off |  | t
Fire Protection Coatings
Shot blated and primed; iprepare and apply intumescent coating; 1 hour fire resistance
7/1B | ^^all surfaces of steel members |  | m2
Bolts
7/1C | M20 Grade 8.8 |  | nr
CONCRETE WORK; Precast Concrete
Precast Concrete; Concrete grade 35 in the following precast units with a fair finish on all surfaces, bed and point in gauged mortar:
Padstones; precast concrete in strict accordance with Engineers Specification & Drawings
7/1D | ^^450 x 215 x 215mm |  | each
(31) EXTERNAL WALLS COMPLETIONS
EXTERNAL WALL COMPLETIONS
Generally
INFORMATION
8/1A | For a detailed description of materials and workmanship, contractors are to refer to both the Architectural & Engineering Specification documents. |  | Note
8/1B | Provide for constructing and subsequent demolition and disposal of samples, relative to the works included in this element, in accordance with the requirements of the relevant specification |  | Item
DRAWINGS
8/1C | For layout and elevations refer to Architectural Plans, Details and Schedules. |  | Note
NOTES
8/1D | The Pricing Document is not a specification document. The Contractor must refer to the Designers Drawings and Specifications for full specification notes and details of the scope of works. The Contractor is deemed to have examined the drawings and read the specifications and included for same within his tender rates in the Pricing
8/1E | The Contractor's attention is drawn to the Architect's Specification, Engineer's Specification and the specification notes on the tender drawings. The requirements set out in these documents shall be deemed to be included within the Contractor's tendered rates
8/2A | All works to be carried out in accordance with the Project Drawings, Specifications and Preliminary Health & Safety Plan
8/2B | This element has been measured from the relevant Architect's Drawings together with Engineers Drawings. |  | Note
8/2C | Dimensions provided are indicative, all dimensions should be measured on-site and agreed with the Architect/Employers Representative, before manufacturing begins. |  | Note
8/2D | The window system must have the following test certificates available for inspection: Air filtration BS 5368 Part 1, Water penetration BS 5368 Part 2; Wind resistance BS 5368 Part 3; Weather tightness BS 6375 Part 1.Safety glazing in accordance with BS 6262 Part 4. The test procedures are based on British standards, but may be altered prior to testing to meet European standards and procedures. |  | Note
8/2E | Where Permavents are outlined, these are to comply with Architects Specifications and achieve a minimum Air Tightness as specified. |  | Note
8/2F | The window unit rates shall include for selected colour powder coated proprietary aluminium cills, include jointing sleeves, intermediate fixing clips, corner clips, silicone sealant and galvanised steel brackets in accordance with the Architect's Specifications. |  | Note
8/2G | All costs are to include for design, shop drawings, samples, maintenance instructions, fabrication, supply and installation.
WOODWORK: Boarding and Second Fixings
Softwood Window board - red deal, matched for grain and colour; plugged screwed and pelleted at 450mm centres, 40 x 25 mm rebated softwood cap piece; including treated softwood grounds and mastic sealing; all as per Architect's Specification
Window boards; exposed edge bullnosed
8/3A | ^^250 x 30 mm thick |  | m
Concrete Cills
Concrete Cills; as per Architects Specification and manufactures recommendations
8/3B | ^^ Kilsaran or similar approved Refer to detail drawings. 100mm leading edge |  | m
METALWORK: Non-Structural
Composite Items
External triple glazed Alu Clad windows to achieve max 1.4 W/m2K u-value in accordance with TGDL. Background and purge entilation to be provided in line with TGDF. Triple glazed alu-clad windows. Refer to specification system clause Ss_25_30_95_
Windows, refer to Architects Drawing for details
8/3C | ^^Window; 1923 x 1810mm high ref W/B/03, 05, 13, Type A |  | nr
8/3D | ^^Window; 1023 x 1810mm high ref W/B/01, 03, 05, 08, 09, Type B |  | nr
8/3E | ^^Window; 985 x 1923mm high ref W/B/04, Type C |  | nr
8/3F | ^^Window; 910 x 1210 mm high ref W/B/11, Type D |  | nr
8/4A | ^^Window; 2000 x 1100 mm high ref W/B/02, Type F |  | nr
8/4B | ^^Window; 685 x 1100 mm high ref W/B/02, Type G |  | nr
8/4C | ^^Window; 798 X 1210 mm high ref W/B/12 Type J |  | nr
Doors; Composite entrance doors; triple glazed sidelights and inserts; U-value not exceeding 1.4W/m2K; 'High Security impact resistant to EN 1627; Hafele or similar ironmongery with inclusive design to BS 8300-2; Samples to be provided for review; all as per Specification Ss_25_30_20_30 Frame and door leaf systems
8/4D | ^^Double leaf fully glazed doors; 2035 x 2110mm high ref ED/B/02 & 03, Type 2 |  | nr
8/4E | ^^Single leaf; 5 vision panels; 850mm clear ope width; 1110 x 2110mm high ref ED/B/01, Type 3 |  | nr
8/4F | ^^Single leaf; fully glazed; 850mm clear ope width; 1110 x 2110mm high ref ED/B/04, Type 4 |  | nr
WOODWORK: Ironmongery, Accessories and Sundries
Supply and fit the following ironmongery in accordance with Architects Specification
Door Number
8/4G | ^^SS door number fixed in accordance with manufactures instructions, to Architects approval. |  | nr
8/4H | ^^Rottner Tarvis Steel Letter Box or similar approved; bolted to wall |  | nr
PAINTING AND DECORATING: Painting
Second Fixings
Prepare and apply one coat of aluminium type 2 wood primer, one undercoat of Crown Trade Next Generation Plus and two finishing coats of Crown Trade Next Generation Plus Gloss (White), or equivalent, per Architects Specification on the following wood surfaces:
8/5A | ^^Windowboards; not exceeding 300mm girth |  | m
Other Items
8/5B | Provide here for all labour, materials, plant and other items not specifically mentioned above but which, in the tenderers opinion, are inferred from the works requirements documents as being necessary for the proper execution and completion of the works (List Items Below) |  | Item
(32) INTERNAL WALLS COMPLETIONS
INTERNAL WALL COMPLETIONS
Generally
INFORMATION
9/1A | For a detailed description of materials and workmanship, contractors are to refer to both the Architectural & Engineering Specification documents. |  | Note
9/1B | Provide for constructing and subsequent demolition and disposal of samples, relative to the works included in this element, in accordance with the requirements of the relevant specification |  | Item
DRAWINGS
9/1C | For layout and elevations refer to Architectural Plans, Details and Schedules. |  | Note
NOTES
9/1D | The Pricing Document is not a specification document. The Contractor must refer to the Designers Drawings and Specifications for full specification notes and details of the scope of works. The Contractor is deemed to have examined the drawings and read the specifications and included for same within his tender rates in the Pricing
9/1E | The Contractor's attention is drawn to the Architect's Specification, Engineer's Specification and the specification notes on the tender drawings. The requirements set out in these documents shall be deemed to be included within the Contractor's tendered rates
9/2A | All works to be carried out in accordance with the Project Drawings, Specifications and Preliminary Health & Safety Plan
9/2B | All costs are to include for design, shop drawings, samples, maintenance instructions, fabrication, supply and installation. |  | Note
WOODWORK: Boarding and Second Fixings
Second Fixings
Architrave; Red Deal; Refer to Architects Specification
9/2C | ^^75 x 19mm; one edge bullnosed |  | m
WOODWORK: Composite Items
Composite Items
| Refer to Architects Drawing for Door Types and Architects Specification. |  | noid
| Refer to the construction details, for sizes and profiles of members, construction of door leafs and frames, glazing specification, vision panels and the like. |  | noid
| The unit rates are to allow for door leaves, frame jambs and head, 44 x 15 mm door stops, mullions, transomes, fanlights, glazing beads, glazing, fixing to blockwork and sealing in accordance with the Specification and Drawings. All doors are to include a flexible vinyl seal rebated into the door frames to achieve a sound reduction value of 30 dB unless otherwise stated. |  | noid
| Seal junction of FD30S/FD60s frame and structure with Intucaulk, or equivalent, intumescent mastic pointing in selected colour to form a 3 x 10 mm sealed joint with fair concave edge. |  | noid
| Drill fix door/screen frame to blockwork wall with Hilti HT 10/132, or equivalent, galvanised steel frame anchor bolts, countersink and pellet. |  | noid
Doors with associated frames
Solid core shaker style doors or equivalent, 44 mm thick; 12 mm hardwood edging; include for 75 x 19 wrought red deal door frame, fixed to ope at 450 mm centres, refer to Drawings; all in strict accordance with Architects Specification
Single leaf solid doors and associated frame set (Non fire rated)
9/3A | ^^Type A; Single door set to suit structural ope size 946 x 2110mm |  | nr
9/3B | ^^Type A_UD; Single Universal design door set to suit structural ope size 1050 x 2110mm |  | nr
9/3C | ^^Type B; Single door set to suit structural ope size 810 x 2110mm |  | nr
9/3D | ^^^^Extra over for FD30 fire rated door set |  | nr
9/3E | ^^^^Extra over for FD60 fire rated door set |  | nr
9/3F | ^^Type C; Single door set to suit structural ope size 910 x 2110mm |  | nr
WOODWORK: Ironmongery, Accessories and Sundries
Supply and fit the following ironmongery in accordance with Architects Specification.
Ironmongery Set, fixed to timber doors, comprising:All Ironmongery to comply with BS 8300-2:2018 Design of an accessible and inclusive built environment. Buildings - code of practice. Samples to be provided for review. Refer to T030 for internal door ironmongery details
9/4A | Refer to Architects Specification
9/4B | ^^102x76mm grade 13 BS EN 1935 Ball Bearing BUTT HINGE, staggered hole pattern as per Architects Specification |  | nr
9/4C | ^^25 mm Typical Internal lock, Latchbolt operated by lever handles conforms to BS EN 12209, as per Architects Specification. |  | nr
9/4D | ^^135 mm pull handle Satin anodised, Sprung, for use with standard duty, as per Architects Specification |  | nr
9/4E | ^^Typical internal door escutcheon, as per Architects Specification. |  | nr
9/4F | ^^Typical bathroom /wc door lock, as per Architects Specification. |  | nr
9/4G | ^^49 mm Typical floor mounted door stop(all internal doors), as per Architects Specification. |  | nr
9/4H | ^^63 mm tublar mortice latch with zic plated fore-end and striking plate and reversible refer to Architects Specification |  | nr
9/5A | ^^Set of sprung lever action handles on a rose and disabled thumb turn and release for Architects approval |  | nr
PAINTING & DECORATING; Painting
Second Fixings
Prepare and apply one coat of aluminium type 2 wood primer, one undercoat of Crown Trade Next Generation Plus and two finishing coats of Crown Trade Next Generation Plus Gloss (White), or equivalent, per Architects Specification, on the following wood surfaces:
9/5B | ^^Not exceeding 300 mm wide |  | m
General Surfaces
Prepare and apply one coat of aluminium type 2 wood primer, one undercoat of Crown Trade Next Generation Plus and two finishing coats of Crown Trade Next Generation Plus Gloss (White), or equivalent, per Architects Specification N, on the following wood surfaces:
9/5C | ^^Door; exceeding 300 mm wide |  | m2
9/5D | ^^Frames; not exceeding 300 mm wide |  | m
Other Items
9/5E | Provide here for all labour, materials, plant and other items not specifically mentioned above but which, in the tenderers opinion, are inferred from the works requirements documents as being necessary for the proper execution and completion of the works (List Items Below) |  | Item
9/5F
(37) ROOF COMPLETIONS
ROOF COMPLETIONS
Generally
INFORMATION
10/1A | For a detailed description of materials and workmanship, contractors are to refer to both the Architectural & Engineering Specification documents. |  | Note
10/1B | Provide for constructing and subsequent demolition and disposal of samples, relative to the works included in this element, in accordance with the requirements of the relevant specification |  | Item
DRAWINGS
10/1C | For layout and elevations refer to Architectural & Structural Plans and Elevations. |  | Note
NOTES
10/1D | The Pricing Document is not a specification document. The Contractor must refer to the Designers Drawings and Specifications for full specification notes and details of the scope of works. The Contractor is deemed to have examined the drawings and read the specifications and included for same within his tender rates in the Pricing
10/1E | The Contractor's attention is drawn to the Architect's Specification, Engineer's Specification and the specification notes on the tender drawings. The requirements set out in these documents shall be deemed to be included within the Contractor's tendered rates
10/2A | All works to be carried out in accordance with the Project Drawings, Specifications and Preliminary Health & Safety Plan |  | Note
10/2B | All costs are to include for design, shop drawings, samples, maintenance instructions, fabrication, supply and installation.
METALWORK: Non Structural
Premier loft ladders ltd or similar approved; Isotec fire resistant loft ladder; three part folding apperture size(lxw) 1200x600mm bespoke; 30 minutes fire rating seamless hatch door; ladder box dimensions 680x1186mm; including additional handrail, LXH ceiling surround, LXL loft balustrade, LXB; 1x suprreme heavy duty retractable ladder; Hatchdoor to be 30 minute fire rated; floor to ceiling height 2501-2790mm; Power coated finish to aluminium ladder and additional telescopic handrail security lock; loft ladder to be fitted in accordance with the manufacturers and in accordance with the Architects drawings and specifications; the contractor is to allow for forming the attic hatch, painting of architrave and attic hatch and makinig good on completion including providing a operating manual
Access Hatch
10/2C | ^^1300 x 600mm |  | nr
Other Items
10/3A | Provide here for all labour, materials, plant and other items not specifically mentioned above but which, in the tenderers opinion, are inferred from the works requirements documents as being necessary for the proper execution and completion of the works (List Items Below) |  | Item
10/3B
(41) WALL FINISHES EXTERNALLY
WALL FINISHES EXTERNALLY
Generally
INFORMATION
11/1A | For a detailed description of materials and workmanship, contractors are to refer to both the Architectural & Engineering Specification documents. |  | Note
11/1B | Provide for constructing and subsequent demolition and disposal of samples, relative to the works included in this element, in accordance with the requirements of the relevant specification |  | Item
DRAWINGS
11/1C | For layout and elevations refer to Architectural Plans, Details & Elevations. |  | Note
Notes
11/1D | The Pricing Document is not a specification document. The Contractor must refer to the Designers Drawings and Specifications for full specification notes and details of the scope of works. The Contractor is deemed to have examined the drawings and read the specifications and included for same within his tender rates in the Pricing
11/1E | The Contractor's attention is drawn to the Architect's Specification, Engineer's Specification and the specification notes on the tender drawings. The requirements set out in these documents shall be deemed to be included within the Contractor's tendered rates
11/2A | All works to be carried out in accordance with the Project Drawings, Specifications and Preliminary Health & Safety Plan
11/2B | Plastering to comply with BS 8000; Part 10:1986 for workmanship.
11/2C | All costs are to include for design, shop drawings, samples, maintenance instructions, fabrication, supply and installation.
FLOOR WALL AND CEILING FINISHES: Finishings
Plastering Work
| Plastering to comply with BS 8000; Part 10:1986 for workmanship. |  | noidN
WALL FINISHES
Acrylic render to masonry wall externally; 18-20mm thick; K-Rend Silicone FT or similar; K-Rend R7 primer; HP12 base; Silicone FT final coat; fine textured finish; ACR 150; Freestyle Sandpebble fine 1mm aggregate; all in accordance with the manufacturers instructions & Architects Specification Ss_25_45_70_55
Walls; to blockwork surfaces; externally
11/2D | ^^> 300mm wide |  | m2
Reveals; smooth; girth
11/2E | ^^< or = 150mm. |  | m
Plinth; smooth; girth
11/2F | ^^150mm - 300mm. |  | m
Sundries: Beads
"Expamet" or equal plaster beads; stainless steel; fixing with dabs of mortar
11/3A | ^^Angle Bead. |  | m
11/3B | ^^Stop beads. |  | m
Stainless steel, grade 304/S15; 'Expamet' by the Expanded Metal Company Limited or equal approved; to masonry.
11/3C | ^^Bellcast stop beads. |  | m
Other Items
11/3D | Provide here for all labour, materials, plant and other items not specifically mentioned above but which, in the tenderers opinion, are inferred from the works requirements documents as being necessary for the proper execution and completion of the works (List Items Below) |  | Item
(42) WALL FINISHES INTERNALLY
WALL FINISHES INTERNALLY
Generally
INFORMATION
12/1A | For a detailed description of materials and workmanship, contractors are to refer to both the Architectural & Engineering Specification documents. |  | Note
12/1B | Provide for constructing and subsequent demolition and disposal of samples, relative to the works included in this element, in accordance with the requirements of the relevant specification |  | Item
DRAWINGS
12/1C | For layout and elevations refer to Architectural & Structural Plans and Elevations. |  | Note
NOTES
12/1D | The Pricing Document is not a specification document. The Contractor must refer to the Designers Drawings and Specifications for full specification notes and details of the scope of works. The Contractor is deemed to have examined the drawings and read the specifications and included for same within his tender rates in the Pricing
12/1E | The Contractor's attention is drawn to the Architect's Specification, Engineer's Specification and the specification notes on the tender drawings. The requirements set out in these documents shall be deemed to be included within the Contractor's tendered rates
12/2A | All works to be carried out in accordance with the Project Drawings, Specifications and Preliminary Health & Safety Plan |  | Note
12/2B | All costs are to include for design, shop drawings, samples, maintenance instructions, fabrication, supply and installation.
FLOOR, WALL AND CEILING FINISHINGS: In-situ finishes
Scud in cement and sand (1:3) and apply two coats of cement lime and sand (1:1:6) total thickness 12mm including scratch coat, finish with a neat gypsum plaster skim 3mm thick applied in accordance with BS 5492:2006; including for all scrims, stainless steel angles and stop beads; hilti fixed to blockwork, refer to Architects Specification.
Walls; blockwork base
12/2C | ^^Over 300mm wide |  | m2
12/2D | ^^Not exceeding 300mm wide. |  | m
FLOOR, WALL AND CEILING FINISHINGS: Tile, Slab or Mosiac finishes
Walls
Ceramic wall tiles to kitchen and bathroom areas. : Full colour range to be provided for selection prior to ordering. All in accordance with Architectural Specification
12/2E | ^^Over 300mm wide; (Bathroom & WC) |  | m2
12/2F | ^^Over 300mm wide; (Kitchen & Utility) |  | m2
Tanking ;as per Architect's detail and specification
12/3A | over 300mm wide |  | m2
PAINTING AND DECORATING: Painting
Walls
Prepare and apply one initial coat, and two finishing coats of Crown Trade Clean Durable Acrylic Eggshell, or equivalent, all as per Architects Specification to Internal Walls:
12/3B | ^^Over 300mm wide |  | m2
12/3C | ^^Not exceeding 300mm wide; reveals |  | m
Other Items
12/3D | Provide for all labour, materials, plant and all items which in the tenderers opinion are not specifically allowed for in this section of the works but which can be reasonably inferred from the works requirements as being necessary for the execution and completion of the works. - (List items below) |  | Item
(43,44) FLOOR FINISHES
FLOOR FINISHES
Generally
INFORMATION
13/1A | For a detailed description of materials and workmanship, contractors are to refer to both the Architectural & Engineering Specification documents. |  | Note
13/1B | Provide for constructing and subsequent demolition and disposal of samples, relative to the works included in this element, in accordance with the requirements of the relevant specification |  | Item
DRAWINGS
13/1C | For layout and elevations refer to Architectural & Structural Plans and Elevations. |  | Note
NOTES
13/1D | The Pricing Document is not a specification document. The Contractor must refer to the Designers Drawings and Specifications for full specification notes and details of the scope of works. The Contractor is deemed to have examined the drawings and read the specifications and included for same within his tender rates in the Pricing
13/1E | The Contractor's attention is drawn to the Architect's Specification, Engineer's Specification and the specification notes on the tender drawings. The requirements set out in these documents shall be deemed to be included within the Contractor's tendered rates
13/2A | All works to be carried out in accordance with the Project Drawings, Specifications and Preliminary Health & Safety Plan |  | Note
13/2B | All costs are to include for design, shop drawings, samples, maintenance instructions, fabrication, supply and installation.
WOODWORK: Boarding and Second Fixings
Second fixings
Second fixings; softwood; plugged and screwed to walls; countersunk and pellated; 5mm groove to detail as per drawing A-5004
Skirtings
13/2C | ^^Skirtings; 150 x 19mm |  | m
13/2D | ^^Skirtings; cut to profile of stairs; 300 x 16mm |  | m
Extra over for
13/2E | ^^Short lengths |  | nr
FLOOR, WALL AND CEILING FINISHINGS: Tile, Slab and Mosaic Finishes
Ceramic floor tiles to kitchen and bathroom areas; full colour range to be provided for selection prior to ordering; Mapei Ardsilex adhesive; All in accordance with Architectural Specification; tiles to have slip rating of R11; PTV rating 50 dry
Floors; to concrete base
13/2F | ^^600 x 600 x 11 mm thick (Kitchen) |  | m2
13/2G | ^^600 x 600 x 11 mm thick (Bathrooms & Utility) |  | m2
13/3A | ^^^Extra over for mosaic tile finish to level access shower; 50 x 50mm |  | m2
Clean, prepare and apply one coat of Ecoscreed PU Sealer, or equivalent, and two coats Dulux Trade Floorshield, or equivalent, finishing coats; applied in strict accordance with the manufacturers instructions; all as per Architect's Specification
Floors
13/3B | ^^Over 300mm wide; concrete base |  | m2
13/3C | ^^Over 300mm wide; concrete base (Landing) |  | m2
13/3D | ^^less than 300mm wide; concrete base (treads) |  | m
13/3E | ^^less than 300mm wide; concrete base (treads) |  | m
Roofing, Cladding and Waterproofing: Mastic Asphalt, Viscous Liquid Coatings, Waterproof and Gas Proof Non-Metal Flexible Sheet Coverings
Botaments wet room and shower tanking system or similar approved; as per Architect's detail and specification Ss_32_80_03_10
Tanking
13/3F | ^^horizontal; over 300mm wide |  | m2
PAINTING AND DECORATING
Prepare and apply one coat of aluminium type 2 wood primer, one undercoat of Crown Trade Next Generation Plus and two finishing coats of Crown Trade Next Generation Plus Gloss (White), or equivalent, per Architects Specification, on the following wood surfaces:
Skirtings
13/4A | ^^General surfaces not exceeding 300 mm wide |  | m
13/4B | ^^General surfaces exceeding 300 mm wide |  | m2
Other Items
13/4C | Provide here for all labour, materials, plant and other items not specifically mentioned above but which, in the tenderers opinion, are inferred from the works requirements documents as being necessary for the proper execution and completion of the works (List Items Below) |  | Item
(45) CEILING FINISHES
(45) CEILING FINISHES
Generally
INFORMATION
14/1A | For a detailed description of materials and workmanship, contractors are to refer to both the Architectural & Engineering Specification documents. |  | Note
14/1B | Provide for constructing and subsequent demolition and disposal of samples, relative to the works included in this element, in accordance with the requirements of the relevant specification |  | Item
DRAWINGS
14/1C | For layout and elevations refer to Architectural & Structural Plans and Elevations. |  | Note
NOTES
14/1D | The Pricing Document is not a specification document. The Contractor must refer to the Designers Drawings and Specifications for full specification notes and details of the scope of works. The Contractor is deemed to have examined the drawings and read the specifications and included for same within his tender rates in the Pricing
14/1E | The Contractor's attention is drawn to the Architect's Specification, Engineer's Specification and the specification notes on the tender drawings. The requirements set out in these documents shall be deemed to be included within the Contractor's tendered rates
14/2A | All works to be carried out in accordance with the Project Drawings, Specifications and Preliminary Health & Safety Plan |  | Note
14/2B | All costs are to include for design, shop drawings, samples, maintenance instructions, fabrication, supply and installation.
FLOOR WALL AND CEILING FINISHES: In-Situ Finishes
Plaster; Gyplite skim coat plaster; steel trowelled finish; 3mm thick; to plasterboard base
14/2C | ^^> 300mm wide; Horizontal |  | m2
14/2D | ^^^^^Moisture resistant board |  | m2
Making good and labour finishing skim coat around pipework 0.30 - 1.00m girth
14/2E | ^^300 - 1000mm girth |  | nr
FLOOR, WALL AND CEILING FINISHINGS: Board finishes
Suspended plasterboard ceiling; 40mm thick battens fixed to the undersdie of timber trusses; 12.5mm Gyproc plasterboard; joints taped and jointed ready for skim finish (msd. Sep.); all in accordance with Architects Specification 30_25_10_10 and manufacturers instructions
Ceilings
14/2F | ^^Over 300mm wide; Horizontal |  | m2
Extra over for:
14/2G | ^^^^^Moisture resistant board |  | m2
Making good and labour finishing including jointing 12.5mm plasterboard around pipework
14/2H | ^^300 - 1000mm girth |  | nr
Suspended plasterboard ceiling; Gyproc Casoline MF or similar system; MF 7 primary support channels; MF5 ceiling section; MF6 perimeter channel; MF8 strap hangers; 12.5mm Gyproc plasterboard; joints taped and jointed ready for skim finish (msd. Sep.);
Ceilings
14/3A | Depth of suspension; less than or equal to 150mm |  | m2
Bulkhead; including additional framing; staircase areas
14/3B | ^^150mm high |  | m
14/3C | ^^395mm high |  | m
Air-tight Membrane
Airtightness Pro Clima Intello Plus, or equivalent, taping around door and window opes, sealed, accordance with the manufacturers instructions, to achieve airtightness of 0.35 m3/(mh) refer to Architects Specification
14/3D | ^^Ceilings over 300 mm wide |  | m2
PAINTING AND DECORATING: Painting
Internal Work
Prepare and apply one initial coat, and two finishing coats of Crown Trade Steractyl Mould Inhibiting Matt, or equivalent, all as per Architects Specification:
14/3E | ^^Girth over 300mm wide; to plaster base |  | m2
14/3F | ^^Girth less than 300mm wide; to plaster base |  | m
Other Items
14/4A | Provide here for all labour, materials, plant and other items not specifically mentioned above but which, in the tenderers opinion, are inferred from the works requirements documents as being necessary for the proper execution and completion of the works (List Items Below) |  | Item
(47) ROOF FINISHES
ROOF FINISHES
Generally
INFORMATION
15/1A | For a detailed description of materials and workmanship, contractors are to refer to both the Architectural & Engineering Specification documents. |  | Note
DRAWINGS
15/1B | For layout and elevations refer to Architectural & Structural Plans and Elevations. |  | Note
Notes
15/1C | The Pricing Document is not a specification document. The Contractor must refer to the Designers Drawings and Specifications for full specification notes and details of the scope of works. The Contractor is deemed to have examined the drawings and read the specifications and included for same within his tender rates in the Pricing
15/1D | The Contractor's attention is drawn to the Architect's Specification, Engineer's Specification and the specification notes on the tender drawings. The requirements set out in these documents shall be deemed to be included within the Contractor's tendered rates
15/1E | All works to be carried out in accordance with the Project Drawings, Specifications and Preliminary Health & Safety Plan
15/2A | All costs are to include for design, shop drawings, samples, maintenance instructions, fabrication, supply and installation. |  | Item
ROOFING, CLADDING AND WATERPROOFING: Slate & Tile Roofing
Hawkins clay plain tiles or similar approved(Submittal required) to slected colour; 100mm head lap; on 50 x 38mm treated softwood battens and counterbattens; pressure impregnated and fixed with paslode external nails; Isover Vario KM Duplex or equivalent breather membrane; lapped and sealed in accordance with manufacturer's instructions; underlay felt to BS 8747, 100mm laps; fixed with stainless steel clout nails; all fixed in strict accordance with the manufacturer's instructions; all as per Architect's Drawings and Specification
Coverings; not exceeding 45 degree pitch
15/2B | ^^Sloping; over 300mm wide |  | m2
15/2C | ^^^^^Extra; Thru-vent roof ventilation slate Klober uni-line slate with PVC underlay installed in accordance with manufactures instructions and BS 5250 2002. |  | nr
Ridge
15/2D | ^^Ridge tiles; Marley or similar; Modern roof ridge dry ventilated tile angular; as per Specification |  | m
15/2E | ^^Hip tiles; Marley or similar; Modern roof ridge dry ventilated tile angular; as per Specification |  | m
Fascia Ventilators to form eaves vent, or equivalent, roof ventilators; fixed in accordance with manufacturers instructions; all as per Architect's Specifcation.
Eaves ventilators
15/3A | ^^Generally |  | m
Continuous rafter roll; 10,000mm2/m; Marley or similar; fitted bet between truss members
Rafter ventilator tray
15/3B | ^^Generally |  | m
Milled lead sheet to BS 1178; Code 5 Refer to Architects Specification. Flashings to be treated with patination oil as L.S.A manual to reduce staining
Flashings
15/3C | ^^2.24 thick flashings; 250mm girth; bends - 2; junction between canopy and external wall; |  | m
Cover Flashing
15/3D | ^^2.24 thick flashings; 250mm girth; bends - 1; fixed into blockwork wall; junction house and canopy. |  | m
C12 Aluminium valley troughs; NWA Group, Condron or similar; Aluminium alloy to EN-AW-3004; mill finish; 2mm gauge; include stop-ends and accessories; provide sample; installed in accordance with manufacturers instructions and Architects Specification
Valley; laid on timber base
15/3E | ^^460mm girth; bends-1 |  | m
WOODWORK: Boarding and Second Fixings
Fascia and soffits; Marine grade plywood; 18mm thick; countersunk stainless steel screw fixings; fixed to and including treated timber grounds; all holes to be filled, sealed and sanded; continuous sealent, compatible with external finish, to interface with structure; all as per Architect's Drawings
Fascia board
15/4A | ^^>300 mm wide (225mm) |  | m
Barge Board
15/4B | ^^>300 mm wide (285mm) |  | m
Soffit board
15/4C | ^^>300 mm wide (130mm wide) |  | m
15/4D | ^^>300 mm wide (75mm wide) |  | m
Valley Board
15/4E | ^^>300mm girth; 460mm girth |  | m
Marine plywood sheeting; butt jointed; 22 mm thick; Vertical
15/4F | ^^Entrace Canopy |  | m2
Fascia and soffits; Aluminium; powdercoated RAL 7001; fixed to treated timber grounds; include for all connections, fixings, angles and the like; joints fully bedded with mastic; as per Architects Specification Pr_65_65_35_02
Fascia
15/4G | ^^>300 mm wide |  | m
Barge Board
15/4H | ^^>300 mm wide |  | m
Soffit
15/5A | ^^>300 mm wide (130mm wide) |  | m
15/5B | ^^>300 mm wide (75mm wide) |  | m
Other Items
15/5C | Provide for all labour, materials, plant and all items which in the tenderers opinion are not specifically allowed for in this section of the works but which can be reasonably inferred from the works requirements as being necessary for the execution and completion of the works. - (List items below) |  | Item
(52) DRAINAGE AND REFUSE DISPOSAL
DRAINAGE & REFUSE DISPOSAL
Generally
16/1A | Provide for constructing and subsequent demolition and disposal of samples, relative to the works included in this element, in accordance with the requirements of the relevant specification
Drawings
16/1B | For layout and elevations refer to Architectural & Structural Plans and Elevations.
Notes
16/1C | The Pricing Document is not a specification document. The Contractor must refer to the Designers Drawings and Specifications for full specification notes and details of the scope of works. The Contractor is deemed to have examined the drawings and read the specifications and included for same within his tender rates in the Pricing
16/1D | The Contractor's attention is drawn to the Architect's Specification, Engineer's Specification and the specification notes on the tender drawings. The requirements set out in these documents shall be deemed to be included within the Contractor's tendered rates
16/1E | All works to be carried out in accordance with the Project Drawings, Specifications and Preliminary Health & Safety Plan
16/2A | All costs are to include for design, shop drawings, samples, maintenance instructions, fabrication, supply and installation.
DRAINAGE: Disposal Above Ground
Downpipes shall be aluminium circular; RAL 7001 grey in colour, complying with IS EN 1200-1:2000 and shall include all fittings and accessories required. Shall be 75 mm nominal diameter aluminium rainwater pipes, complying with IS EN 1200-1:2000 and shall include all fittings and accessories required
Downpipes
16/2B | ^^125 mm diameter |  | m
16/2C | ^^^^^Extra; shoes |  | nr
16/2D | ^^^^^Extra; connections to outlets |  | nr
Water Butts
16/2E | ^^300L slimline Water Butt |  | each
16/2F | Speedy rainwater Diverter |  | nr
16/2G | ^^^^^Extra; connections to outlets |  | nr
Gutters shall be aluminium 100mm half round; RAL 7001 grey in colour, complying with IS EN 1200-1:2000 and shall include all fittings and accessories required; complying with IS EN 1200-1:2000 and shall include all fittings and accessories required
Gutters
16/2H | ^^100mm half round |  | m
16/2J | ^^^^^Ends |  | nr
16/2K | ^^^^^100mm diameter outlets |  | nr
16/3A | ^^^^^Bends |  | nr
SOILS AND WASTES
Pipes and fittings; uPVC; solvent welded joints in the running length; standard pipe clips at 500mm centres to concrete requiring hanging; laid to falls. Refer to Architects Specification
Pipes; 100mm diameter
16/3B | Surface fixed; vertical; SVP |  | m
16/3C | ^^^Extra; bends |  | nr
16/3D | ^^^Extra; connection to WC outlets; special adaptor |  | nr
16/3E | ^^^Extra; cleaning eye |  | nr
16/3F | ^^^Extra; vent cowl |  | nr
Other Items
16/3G | Provide for all labour, materials, plant and all items which in the tenderers opinion are not specifically allowed for in this section of the works but which can be reasonably inferred from the works requirements as being necessary for the execution and completion of the works. - (List items below) |  | Item
(59) MECHANICAL INSTALLATION
MECHANICAL INSTALLATIONS
Generally
INFORMATION
17/1A | Provide for constructing and subsequent demolition and disposal of samples, relative to the works included in this element, in accordance with the requirements of the relevant specification |  | Item
17/1B | All works to be carried out in accordance with the Project Drawings, Specifications and Preliminary Health & Safety Plan |  | Note
17/1C | Tendering Contractors are to refer to Consulting Engineers Ltd. Drawings and Specification. |  | Note
17/1D | Tendering Contractors are to include for all testing, commissioning, maintenance manuals, training on safe operation etc. All as specified within Consulting Engineers Ltd. performance specification document. |  | Note
17/1E | Tendering Contractors will be required to provide and include for all maintenence during the 12 months after substantial completion; all in accordance with Consulting Engineers Ltd. performance specification document. |  | Note
17/2A | A fully quantified and priced breakdown of the Mechanical Installation tender is to be provided by the contractor whos tender is being considered for acceptance. The tenderer under consideration will be expected to provide this information within 7 working days of being requested to do so. Failure to do so may result in the rejection of his tender. |  | Note
17/2B | Element (59) has not been measured in accordance with ARM, Agreed Rules of Measurement (Issue 5). Tendering Contractors are to include hereunder within their rates for any additional costs associated with same. |  | Note
MECHANICAL INSTALLATIONS
Mechanical Installations
17/2C | Total Contract Value transferred from the Mechanical Services Installation Tender Document 'Summary of Tender'. |  | Item
Total Contract Value to Inculde the breakdown cost on the following items from the Mechanical Services Installation Tender Summary:
17/2D | ^^2.1 - Preliminaries for House Type B |  | Item
17/2E | ^^2.2 - House Type B - Heating |  | Item
17/2F | ^^2.3 - House Type B - Ventilation |  | Item
17/2G | ^^2.4 - House Type B - Water Services |  | Item
17/2H | ^^2.5 - House Type B - Drainage |  | Item
Include the following in respect of the foregoing
17/3A | ^^All costs and requirements associated with a complete Mechanical Installation (such as main contractors general and special attendances, unloading, distributing, lifting, hoisting and placing in position all plant and equipment as scheduled, storage for plant, covered storage for welding and portable machine tools, profit and all additional preliminaries over and above normally provided by sub-contractors themselves and the like) if not included in the above item should be included here. |  | item
Provide for lifting, hoisting, moving and placing into position the following if not already included in the above
17/3B | ^^Ductwork and accessories |  | Item
17/3C | ^^Pipework and accessories |  | Item
17/3D | ^^Radiators and accessories |  | Item
17/3E | ^^Satellite Units and accessories |  | Item
SUNDRIES AND BUILDERS WORK
17/3F | Refer to Builders Works drawings for details and locations of openings for services. |  | Note
17/3G | Filling and sealing voids around pipework, ductwork etc. shall achieve a decibel rating equivalent to the structure in which the ope is formed. The filling and sealing shall finish neatly flush with the structure and finishes on both face. |  | Note
17/4A | Fireseal opes shall include for all works included in Architect's Specification; intumescent compound for sealing around service members on both faces to provide a 1 hour period of fire resistance. The fireseal is to finish neatly flush with the structure and finishes on both faces. This specification applies to all sections of the Bill of Quantities. All works to be carried out in accordance with current NZEB and Fire regulations |  | Note
17/4B | Rates are to allow for making good in all trades complete. |  | Note
General
Airtightness Test
17/5A | ^^Undertake a building pressure and air flow test & pre-test at the time of completion of construction to a standard of air permeability of 7m3/hr/m2 at 50 Pa in accordance with the test methods prescribed under Building Regulations TGD-L the new building and other requirements as specified in the tender documents. Include for all disruption associated with the requirement to vacate the premises during the test(s) sealing all inlet/outlet grilles and flues, air supply openings, wedging internal doors open/closed as appropriate, closing fire dampers and any other measures necessary to allow testing to be completed. Any costs arising out of test failure(s) which can be attributed to the poor workmanship and improper detailing of domestic and nominated sub-contractors, including the cost of repeat test(s) shall be at the expense of the Contractor. Advise test results to the Employer and Design Team. Refer to Architects Specification Section R2 & R4. |  | Item
BER Report
17/5B | Allow for completing a BER Report by a specialist |  | Item
Mechanical Installations
17/5C | ^^Marking the positions of holes, mortices and chases |  | Item
Pipe Casings
Pipe casings; comprising of treated sawn softwood framework; 44 x 44mm at 400 centres; 25mm thick medium density fibreboard; moisture resistant; fixed with countersunk wood screws and countersunk; all as per Architects Drawings
To blockwork base
17/6A | ^^Horizontal: not exceeding 52mm bore |  | m
17/6B | ^^Vertical: not exceeding 125mm bore |  | m
Forming or cutting chases; weathering and making good structure and finishes upon completion; including for all works necessary to complete
For pipework in partition walls
17/6C | ^^Not exceeding 25mm bore |  | m
17/6D | ^^Exceeding 25mm bore |  | m
Concrete grade C30/37; formwork; trowelled finish
Heat Pump Base
17/6E | ^^1000mm x 1000mm x 150mm high |  | nr
Woodwork;
| Timber Grounds including all fixings, notching, bolts and any necessary items to complete the works. |  | noid
HWS Cylinder Support: Floors
| Sawn white deal, vacuum presure impregnated, stress graded class B. |  | noid
17/6F | ^^Joists 150 x 44 mm. |  | m
CWS Cylinder Support; Floors
| Sawn white deal, vacuum presure impregnated, stress graded class B. |  | noid
17/7A | ^^Joists 150 x 44 mm |  | m
Radiator Support; Wall Mounted
| Sawn white deal, vacuum presure impregnated, stress graded class B. |  | noid
17/7B | ^^Joists 150 x 44 mm |  | m
Radiator/Sanitary ware Support;
17/7C | 12.5mm OSB Board to walls |  | m2
HMV Unit; Wall Mounted
| Sawn white deal, vacuum presure impregnated, stress graded class B. |  | noid
17/7D | ^^Joists 150 x 44 mm |  | m
Forming or cutting holes; build in sleeves and/or bridge over with lintols as required; include for all firestopping with intumescent collars to give one hour fire resistance; including for all works necessary to completeweathering and making good structure and finishes upon completion; including for all works necessary to complete; Firestopping in accordance with Architect's Drawings and Specification
For pipework through in-situ ground bearing slab
17/7E | ^^55 - 110mm diameter |  | nr
For pipework through intermediate floor slabs
17/7F | ^^55 - 110mm diameter |  | nr
For pipework through roof structure
17/8A | ^^55 - 110mm diameter |  | nr
17/8B | ^^110 - 200mm diameter |  | nr
For pipework through Concrete Floor Slab
17/8C | ^^Not exceeding 55mm diameter |  | m
For pipework through ceiling structure
17/8D | ^^Not exceeding 200mm diameter |  | nr
Special Works
Building in external ventilation louvres to external walls
17/8E | ^^150 x 150 mm |  | nr
Building in external airbrick termination grilles to external walls
17/8F | ^^250 x 250mm |  | nr
Forming opes in external walls and building in dry/wet riser inlet boxes
17/8G | ^^605 x 405 x 300mm deep |  | nr
Forming opes in suspended floor slab
17/8H | 32mm diamater plumbing pipework |  | nr
17/8J | 65mm diamater waste pipe |  | nr
17/8K | 100mm diamater soil and vent pipe |  | nr
17/8L | 125mm diameter (ducting) |  | nr
17/8M | 250 x 125mm duct |  | nr
17/8N | 500 x 250mm manifold pipes |  | nr
Firestopping around flatpack ducting; through internal walls
17/9A | ^^125mm diameter exhaust air duct |  | nr
17/9B | ^^250 x 125mm |  | nr
Firestopping around pipes
17/9C | 32mm diamater plumbing pipework |  | nr
17/9D | 65mm diamater waste pipe |  | nr
17/9E | 100mm diamater soil and vent pipe |  | nr
17/9F | 125mm diameter (ducting) |  | nr
17/9G | 250 x 125mm duct |  | nr
17/9H | 500 x 250mm manifold pipes |  | nr
General builders work; grounds; cutting away and making good for the following
17/9J | ^^Additional builders work not outlined above |  | Item
17/9K | ^^Any other items or components included in the drawings or specification but not specified in this schedule |  | Item
PAINTING AND DECORATING: Painting
One coat primer, two coats undercoat; one coat alkyd based heat resistant paint, full gloss finish in accordance with services enginers specification
Pipes, ducts and the like
17/9L | ^^Not exceeding 32mm bore |  | m
One coat primer, two coats undercoat; one coat alkyd based heat resistant paint, full gloss finish in accordance with services enginers specification
Pipes, ducts and the like
17/9M | ^^Not exceeding 32mm bore |  | m2
Preparing and painting one coat sealer and two coats quick drying water based eggshell paint; as manufactured by "Dulux" or equivalent; to selected colours; all applied in strict accordance with the manufacturers instructions; all as per Architects Specification
Pipe Casings
17/10A | ^^Generally |  | m
Other Items
17/10B | Provide for all labour, materials, plant and all items which in the tenderers opinion are not specifically allowed for in this section of the works but which can be reasonably inferred from the works requirements as being necessary for the execution and completion of the works. - (List items below) |  | Item
(69) ELECTRICAL INSTALLATION
ELECTRICAL INSTALLATIONS
Generally
INFORMATION
18/1A | Provide for constructing and subsequent demolition and disposal of samples, relative to the works included in this element, in accordance with the requirements of the relevant specification |  | Item
18/1B | Tendering Contractors are to refer to Consulting Engineers Ltd. Drawings and Specification. |  | Note
18/1C | Tendering Contractors are to include for all testing, commissioning, maintenance manuals, training on safe operation etc. All as specified within Consulting Engineers Ltd. performance specification document. |  | Note
18/1D | Tendering Contractors will be required to provide and include for all maintenance during the 12 months after substantial completion; all in accordance with Consulting Engineers Ltd. performance specification document. |  | Note
18/1E | A fully quantified and priced breakdown of the Electrical Installation tender is to be provided by the contractor whos tender is being considered for acceptance. The tenderer under consideration will be expected to provide this information within 7 working days of being requested to do so. Failure to do so may result in the rejection of his tender. |  | Note
18/1F | Allow for samples as requested by Architect or Engineer |  | Item
ELECTRICAL INSTALLATIONS
Electrical Installations
18/2A | Total Contract Value transferred from the Electrical Services Installation Tender Document 'Summary of Tender'. |  | Item
Total Contract Value to Include the breakdown cost on the following items.
18/2B | ^^3.1 - Preliminaries |  | Item
18/2C | ^^3.2 - Site Services |  | Item
18/2D | ^^3.3 - House Type B - General |  | Item
18/2E | ^^3.4 - House Type B - Electric Distribution and Wiring |  | Item
18/2F | ^^3.5 - House Type B - General Lighting Installation |  | Item
18/2G | ^^3.6 - House Type B - Fire Alarm Installation |  | Item
18/2H | ^^3.7 - House Type B - Security Installation |  | Item
18/2J | ^^3.8 - House Type B - Data, TV and Door Bell System |  | Item
18/2K | ^^Allow for attendance on ESB Networks |  | Item
18/2L | ^^Allow for setting up Pre-pay Power provider including attendances |  | Item
Include the following in respect of the foregoing
18/3A | ^^All costs and requirements associated with a complete Electrical Installation (such as main contractors general and special attendances, unloading, distributing, lifting, hoisting and placing in position all plant and equipment as scheduled, storage for plant, covered storage for welding and portable machine tools, profit and all additional preliminaries over and above normally provided by sub-contractors themselves and the like) if not included in the above item should be included here. |  | item
SUNDRIES AND BUILDERS WORK
Builders work in connection with Electrical Installations> All works to be carried out in accordance with current NZEB and Fire regulations
Electrical Installations
18/3B | ^^Marking the positions of holes, mortices and chases |  | Item
Sundries
Unload, distribute, hoist and place in position the following items of plant and equipment
18/3C | ^^Main distribution board 600 x 400 |  | nr
Cutting or forming holes, mortices and chases or the like
18/3D | ^^Socket outlets |  | nr
18/3E | ^^Smoke heat & carbon monoxide detectors |  | nr
18/3F | ^^Telephone outlets |  | nr
18/3G | ^^Light switches |  | nr
18/4A | ^^Spur outlets & connection outlets 20 mm |  | nr
18/4B | ^^Door bell & sounders |  | nr
18/4C | ^^Cooker switch |  | nr
18/4D | ^^Intruder alarm keypad |  | nr
18/4E | Intruder alarm window contact |  | nr
18/4F | Intruder alarm door contact |  | nr
18/4G | Intruder alarm control panel |  | nr
18/4H | Intruder alarm box panel |  | nr
18/4J | Intruder alarm panic button |  | nr
18/4K | Intruder Alarm PIR |  | nr
18/4L | Fire Alarm RCS |  | nr
18/4M | ^^Sounders |  | nr
18/4N | ^^TV Point |  | nr
18/4P | Doorbell |  | nr
18/4Q | Doorbell Chime |  | nr
18/4R | Data Point |  | nr
18/4S | ^^Thermostat |  | nr
18/4T | Telephone ext terminating unit |  | nr
18/4U | Telephone network terminating unit |  | nr
18/4V | Broadband ext terminating unit |  | nr
18/4W | External heating thermostat |  | nr
18/4X | Room thermostat |  | nr
18/4Y | Zone thermostat |  | nr
18/4Z | Heating Timeclock Controller |  | nr
18/4AA | Consumer Unit |  | nr
18/4BB | PV panels string inverter |  | nr
18/5A | AC Isolator |  | nr
18/5B | DC Isolator |  | nr
18/5C | 32a Isolator |  | nr
18/5D | PV panel Roof brackets |  | nr
18/5E | Mech Extract Ventilation Unit |  | nr
18/5F | Mechanical Control Wiring Centre |  | nr
18/5G | Heat Pump |  | nr
18/5H | Optical Network Terminal |  | nr
18/5J | Access terminal Box |  | nr
LV Trunking
18/5K | ^^ELV Trunking to cables |  | m
Forming or cutting holes; build in sleeves and/or bridge over with lintols as required; include for all firestopping with intumescent collars to give one hour fire resistance; including for all works necessary to complete weathering, air tight seals and making good structure and finishes upon completion; including for all works necessary to complete; Firestopping in accordance with Architect's Drawings and Specification All works in accordance with current NZEB and Fire Regulations
For pipes through 505mm thick external walls
18/5L | ^^Not exceeding 55mm diameter |  | nr
Form ope in 100mm thick outer leaf of cavity wall for ESB meter box; include precast concrete lintels; making good
18/5M | ^^402 x 606mm high |  | nr
Form ope in 100mm thick outer leaf of cavity wall for Telecom box: include precast concrete lintels; making good
18/6A | ^^155 x 230mm high |  | nr
For pipes through 105mm thick internal walls
18/6B | ^^Not exceeding 55mm diameter |  | nr
For pipes through structural steel
18/6C | ^^Not exceeding 55mm diameter |  | nr
For pipework through suspended floor slab 225mm thick
18/6D | ^^Not exceeding 55mm diameter |  | each
General builders work; grounds; cutting away and making good for the following. All works in accordance with current NZEB and Fire regulations
18/6E | ^^Pendant light fittings |  | nr
18/6F | ^^Surface mounted luminaries |  | nr
18/6G | ^^Bathroom mirror light |  | nr
18/6H | ^^External lights |  | nr
18/6J | ^^Additional builders work not outlined above |  | Item
18/6K | ^^Any other items or components included in the drawings or specification but not specified in this schedule |  | Item
Sundries
18/6L | ^^ESB Meter cabinet to ESB Networks Standard; to ESI Standard 12-3 (1986); 487mm wide x 681mm high x 188mm deep |  | nr
18/7A | ^^ESB 'Hockey Stick' fixed to ESB Networks Standard including draw wire; projecting 25mm into meter cabinet |  | nr
18/7B | ^^Cable Box; 300 x 220 x 175mm deep; 248 x 168mm door |  | nr
18/7C | ^^telecom duct including draw wire; projecting 25mm into meter cabinet |  | nr
Other Items
18/7D | Provide for all labour, materials, plant and all items which in the tenderers opinion are not specifically allowed for in this section of the works but which can be reasonably inferred from the works requirements as being necessary for the execution and completion of the works. - (List items below) |  | Item
(73) CULINARY FITTINGS
CULINARY FITTINGS
Generally
INFORMATION
19/1A | For a detailed description of materials and workmanship, contractors are to refer to both the Architectural & Engineering Specification documents. |  | Note
19/1B | Provide for constructing and subsequent demolition and disposal of samples, relative to the works included in this element, in accordance with the requirements of the relevant specification |  | Item
DRAWINGS
19/1C | For layout and elevations refer to Architectural & Structural Plans and Elevations. |  | Note
NOTES
19/1D | The Pricing Document is not a specification document. The Contractor must refer to the Designers Drawings and Specifications for full specification notes and details of the scope of works. The Contractor is deemed to have examined the drawings and read the specifications and included for same within his tender rates in the Pricing
19/1E | The Contractor's attention is drawn to the Architect's Specification, Engineer's Specification and the specification notes on the tender drawings. The requirements set out in these documents shall be deemed to be included within the Contractor's tendered rates
19/2A | All works to be carried out in accordance with the Project Drawings, Specifications and Preliminary Health & Safety Plan |  | Note
19/2B | All costs are to include for design, shop drawings, samples, maintenance instructions, fabrication, supply and installation.
FITTINGS: Fittings, Equipment and Furniture
Fittings
Built-in Kitchen units; Continuous countertop to be installed Bushboard Ltd. Omega or similar; include plinth, base, cupboards, doors, drawers, corners, wall cupboards, shelves and worktop; System manufacturer to be Contractor's proposal; All in accordance with Architects Drawings and Specification Ss_40_45_37_45
| Worktop, Base Unit & Overhead Storage Units as per Drawing DR-A-4020 |  | noid
19/2C | ^^Kitchen; Overall length 6100mm; 'L' shape on plan; 3802mm & 2298mm long |  | nr
19/2D | ^^Utility; Overall length 1475mm |  | nr
19/2E | ^^^^extra over for towel rails; Dolphin DP7602 Presitge Chrome Nickel Steel 450mm long |  | nr
19/2F | ^^Allow for workshop drawings for approval |  | Item
19/2G | ^^Allow for samples |  | Item
19/2H | ^^^^WHITE GOODS NOT INCLUDED. Cooker and appliances by tenant |  | Note
Sink & taps
Kitchen Sink; Anderson GEC Ltd. Ref. 1S11L or equivalent inset sink with wras approved taps (msd. sep.); inset stainless steel sink and single drainer complete with 1 taphole mixer, 1/2 basket strainer waste; 38mm chrome plated waste outlet; chain and overflow; bowl size 450mm x 360mm x 180mm; including plug and chain; including fitting into worktops; include for all works necessary to complete; all to be fitted in strict accordance with the manufracturer's instructions, refer to Architects Drawings and Specification
19/3A | ^^Overall size 998mm x 500mm |  | nr
19/3B | ^^Wras approved taps; thermostatic mixer tap to BS EN 200; chrome plated |  | nr
MECHANICAL INSTALLATIONS: Generally
Baumatic Tel06ss telescopic Hood or similar approved with stainless steel chimney extender to conceal all ventilation ductwork up to ceiling level; brushed stainless steel finish; 530m3/h; 3 speed with lighting; removeable grease filter; refer to Architects Drawings and Specification
Extractor fan
19/3C | ^^600mm wide x 400mm deep x 675 - 1030mm adjustable height |  | nr
Other Items
19/4A | Provide here for all labour, materials, plant and other items not specifically mentioned above but which, in the tenderers opinion, are inferred from the works requirements documents as being necessary for the proper execution and completion of the works (List Items Below) |  | Item
(74) SANITARY FITTINGS
SANITARY FITTINGS
Generally
INFORMATION
19/4B | For a detailed description of materials and workmanship, contractors are to refer to both the Architectural & Engineering Specification documents. |  | Note
19/4C | Provide for constructing and subsequent demolition and disposal of samples, relative to the works included in this element, in accordance with the requirements of the relevant specification |  | Item
DRAWINGS
19/4D | For layout and elevations refer to Architectural & Structural Plans and Elevations. |  | Note
NOTES
19/4E | The Pricing Document is not a specification document. The Contractor must refer to the Designers Drawings and Specifications for full specification notes and details of the scope of works. The Contractor is deemed to have examined the drawings and read the specifications and included for same within his tender rates in the Pricing
19/5A | The Contractor's attention is drawn to the Architect's Specification, Engineer's Specification and the specification notes on the tender drawings. The requirements set out in these documents shall be deemed to be included within the Contractor's tendered rates
19/5B | All works to be carried out in accordance with the Project Drawings, Specifications and Preliminary Health & Safety Plan |  | Note
19/5C | All costs are to include for design, shop drawings, samples, maintenance instructions, fabrication, supply and installation.
FITTING, EQUIPMENT AND FURNITURE: Fitting, Equipment and Furniture
Supply and fix the following fittings, as specified, fixed in accordance with the manufacturers instructions. All items listed under each heading on the Schedule Of Sanitary Ware are deemed to be included
WC
19/5D | ^^WC and Cistern; Ideal Standard T3280 Tempo Close Coupled WC Suite or similar approved to BS EN 997; vitreous china; all as Architects Drawing |  | nr
Washbasin (WHB)
19/5E | ^^Washbasin (WHB); Ideal Standard E0007 white round 500mm wash basin or similar approved to BS EN 14688; include traps connections and the like; all as Architects Drawing |  | nr
19/6A | ^^Washbasin (WHB) Type A; Ideal Standard T0597 Tempo white round 350mm wash basin or similar approved to BS EN 14688; include traps connections and the like; all as Architects Drawing & Spec. |  | nr
19/6B | ^^Pedestal; Ideal Standard or similar approved E0015 full pedestal to match |  | nr
19/6C | ^^Taps; Thermostatic mixer tap to BS EN 200; chrome plated finish; 4L/m at 3 Bar |  | nr
Shower Kit
19/6D | ^^Shower head; Ideal Standard Ref. IS A57782AA or similar approved; all as per Architect's Drawing & Spec. |  | nr
19/6E | ^^Shower mixer; Ideal Standard or similar approved to BS 7942 with Mixer Control shower hose and handspray Ref. IS A57782AA; 6L/min at 3 bar; 43 degree; chrome plated finish; all as per Architect's Drawing & Spec. |  | nr
Bathroom Fiittings; as per Architects Specification
19/6F | ^^Shower curtain rails; corner shower 'L' shape; Hafele or similar Ref. 980.77.398 with 980.77.346 |  | nr
19/6G | ^^Towel Rail; Dolphin DP7602 Presitge Chrome Nickel Steel 450mm long |  | nr
19/6H | ^^Soap Holder |  | nr
19/6J | ^^Toilet Roll Holder; Dolphin BC 266 or similar |  | nr
19/6K | ^^Toilet brush holder; Dolphin or similar |  | nr
19/6L | ^^Grab Rails; Hafele 980.77.631; 460mm long |  | nr
Glazing
Special Glazing
Mirrors
Toughened glass silvering quality wall mounted mirrors as specified on Architects Drawing
19/7A | ^^500 x 1000 mm |  | nr
Other Items
19/7B | Provide here for all labour, materials, plant and other items not specifically mentioned above but which, in the tenderers opinion, are inferred from the works requirements documents as being necessary for the proper execution and completion of the works (List Items Below) |  | Item
(76) STORAGE, SCREENING FITTINGS
(76) STORAGE, SCREENING & FITTINGS
Generally
INFORMATION
20/1A | For a detailed description of materials and workmanship, contractors are to refer to both the Architectural & Engineering Specification documents. |  | Note
20/1B | Provide for constructing and subsequent demolition and disposal of samples, relative to the works included in this element, in accordance with the requirements of the relevant specification |  | Item
DRAWINGS
20/1C | For layout and elevations refer to Architectural & Structural Plans and Elevations. |  | Note
NOTES
20/1D | All works to be carried out in accordance with the Project Drawings, Specifications and Preliminary Health & Safety Plan |  | Note
20/1E | All costs are to include for design, shop drawings, samples, maintenance instructions, fabrication, supply and installation.
WOODWORK: Composite Items
Hotpress Shelving
20/2A | ^^The Contractor is to include for forming three tiers of 19mm x 44mm spar shelving 70 mm deep, 25mm apart, the full depth of hotpress, carried on 19mm x 44mm chamfered cleats secured to walls or on 38mm x 75mm bearers. Shelving to be planed smooth and neatly fixed. The Contractor is to form 18mm blockboard or 119mm x 19mm T & G boarded floor screwed to 75mm x 150mm rough deal bearers. The upper doors to be 600mm high. Shelving should be removable. As per Architects drg |  | nr
Store Shelving
20/2B | ^^The Contractor is to include for forming five tiers of 19mm x 44mm spar shelving 70 mm deep, 25mm apart, the full depth of hotpress, carried on 19mm x 44mm chamfered cleats secured to walls or on 38mm x 75mm bearers. Shelving to be planed smooth and neatly fixed. As per drg |  | nr
FITTINGS: Fittings, Equipment and Furniture
Fitted Wardrobe; Melamine MDF carcass & doors; hanging rails; shelves and accessories
Wardrobe
20/2C | 1800mm wide x 2400mm high x 600mm deep |  | nr
Other Items
20/3A | Provide for all labour, materials, plant and all items which in the tenderers opinion are not specifically allowed for in this section of the works but which can be reasonably inferred from the works requirements as being necessary for the execution and completion of the works. - (List items below) |  | Item
Subtotal
Adjustment | [5 empty] | 0
VAT
Total

## Trade Summary
Description | Job % | Cost per Unit | Total
(19) SUBSTRUCTURE
(21) EXTERNAL WALLS
(22) INTERNAL WALLS, PARTITIONS
(23) FLOORS; GALLERIES
(24, 34) STAIRS & STAIRS COMPLETIONS
(27) ROOFS
(28) FRAME
(31) EXTERNAL WALLS COMPLETIONS
(32) INTERNAL WALLS COMPLETIONS
(37) ROOF COMPLETIONS
(41) WALL FINISHES EXTERNALLY
(42) WALL FINISHES INTERNALLY
(43,44) FLOOR FINISHES
(45) CEILING FINISHES
(47) ROOF FINISHES
(52) DRAINAGE AND REFUSE DISPOSAL
(59) MECHANICAL INSTALLATION
(69) ELECTRICAL INSTALLATION
(73) CULINARY FITTINGS
(76) STORAGE, SCREENING FITTINGS
Subtotal
Adjustment
VAT
Total