## Trade Breakup
Bill Ref. | Description | Quantity | Unit | Rate | Total
(90) DEMOLITION & ALTERATION
Demolition and Alterations: Demolition
Generally
INFORMATION
1/1A | For a detailed description of materials and workmanship, contractors are to refer to both the Architectural & Engineering Specification documents. |  | Note
DRAWINGS
1/1B | For layout and elevations refer to Architectural & Structural Plans and Elevations. |  | Note
NOTES
1/1C | The Pricing Document is not a specification document. The Contractor must refer to the Designers Drawings and Specifications for full specification notes and details of the scope of works. The Contractor is deemed to have examined the drawings and read the specifications and included for same within his tender rates in the Pricing
1/1D | All works to be carried out in accordance with the Project Drawings, Specifications and Preliminary Health & Safety Plan |  | Note
1/1E | The Contractor's attention is drawn to the Architect's Specification, Engineer's Specification and the specification notes on the tender drawings. The requirements set out in these documents shall be deemed to be included within the Contractor's tendered rates
Demolition and Alterations: Demolition
General Clearance
1/2A | ^^Remove all waste, desbris, loose items, furniture and the like from the existing dayhouse |  | Item
Demolition and Alterations: Alterations
Cutting
1/2B | Openings in external walls; 380mm thick; as per DOBA Engineers drawing S-0053
1/2C | ^^Carefully cut-out and break opening in existing wall for new door opening; making good; temporary propping; temporary works design; structural opening in cavity wall; insert new lintels; 1010 x 2110mm |  | nr
Openings in internal walls; 240mm thick; as per DOBA Engineers drawing S-0053
1/2D | ^^Carefully cut-out and break opening in existing internal wall for new door openings; making good; temporary propping; temporary works design; insert new lintels; 2400 x 2110mm |  | nr
1/2E | ^^Carefully cut-out and break opening in existing wall for new door opening; making good; temporary propping; temporary works design; structural opening in 380mm thick cavity wall; insert new lintels; 2600 x 2110mm |  | nr
existing cill
1/2F | ^^carefully cutting projection off existing precast concrete cill; making good |  | m
Removing
1/3A | ^^existing windows; cills and linings in prepartion for building up opening; 600 x 600mm |  | nr
1/3B | ^^existing external door and frame; remove threshold and linings in preparation for building up opening; 600 x 600mm |  | nr
1/3C | Fixtures and fittings to each Dayhouse; cupboards, counters, appliances and the like |  | nr
1/3D | Mechanical installation; disconnect and isolate and remove where required; each Dayhouse |  | nr
1/3E | Electrical installation; disconnect and isolate and remove where required; each Dayhouse |  | nr
1/3F | Floor finishes; including glue and adhesive |  | m2
1/3G | Ceiling finishes |  | m2
1/3H | Grind existing floor to remove residue |  | m2
1/3J | Partitions including finishes each side; framing noggings and the like; make good walls, floor & ceiling; 2500mm high |  | m
Building up
Openings in existing wall; 380mm thick
1/3K | ^^window opening; toothing in new blockwork every second course as per Engineers drawing; making good; 600 x 600mm |  | nr
1/3L | ^^door opening; toothing in new blockwork every second course as per Engineers drawing; making good; 1000 x 2100mm |  | nr
1/3M | ^^blocking up existing chimneys as per Architects Spec. |  | nr
1/4A | ^^Top Hat type flashing to existing chimney pot |  | nr
Breaking off existing plaster from walls; scabbling to form key; making good
1/4B | ^^Over 300mm wide |  | m2
1/4C | ^^Not exceeding 300mm wide |  | m
(21) EXTERNAL WALLS
EXTERNAL WALLS
Generally
INFORMATION
2/1A | For a detailed description of materials and workmanship, contractors are to refer to both the Architectural & Engineering Specification documents. |  | Note
2/1B | Provide for constructing and subsequent demolition and disposal of samples, relative to the works included in this element, in accordance with the requirements of the relevant specification |  | Item
DRAWINGS
2/1C | For layout and elevations refer to Architectural & Structural Plans and Elevations. |  | Note
NOTES
2/1D | The Pricing Document is not a specification document. The Contractor must refer to the Designers Drawings and Specifications for full specification notes and details of the scope of works. The Contractor is deemed to have examined the drawings and read the specifications and included for same within his tender rates in the Pricing
2/1E | All works to be carried out in accordance with the Project Drawings, Specifications and Preliminary Health & Safety Plan |  | Note
2/1F | All costs are to include for design, shop drawings, samples, maintenance instructions, fabrication, supply and installation.
2/2A | The Contractor's attention is drawn to the Architect's Specification, Engineer's Specification and the specification notes on the tender drawings. The requirements set out in these documents shall be deemed to be included within the Contractor's tendered rates
2/2B | All precast concrete goods to be installed in accordance with the manufacturers instructions
CONCRETE WORK; In-Situ Concrete
Unreinforced in-situ concrete Grade 30
Filling to back of cills
2/2C | ^^Cross-sectional area < or = 0.10m2 |  | m3
Formwork
Class A formwork to edge of filling to window cill
2/2D | ^^< or = 250mm high; to back cills |  | m
CONCRETE WORK; Precast Concrete
Precast Concrete; Concrete grade 35 in the following precast units with a fair finish on all surfaces, bed and point in gauged mortar:
Precast concrete sills; overall size as follows ; once rebated ; once throated ; splayed edge lay on dpc ; bedded in mortar;Precast Concrete Cills; pre-tensioned; standard or stock pattern units; including 25mm insulation backing; dpc turned up at back and sides; Kilsaran or similar approved
2/2E | ^^^220 x 155 mm high |  | m
BRICKWORK AND BLOCKWORK: Brickwork and Blockwork
BRICKWORK AND BLOCKWORK: Ancillaries to Blockwork/Brickwork
Blockwork
Wall Cavity with pumped insulation
^^pumped cavity insulation to existing wall cavity; Kingspan Ecobead Platinum or similar; bead insulation to achieve 0.035 conductivity min.; U-Value of wall including finishes to be 0.176; repair all drilling holes; All in strict accordance with Architects Specification;
2/3A | ^^50mm cavity |  | m2
Closing cavities
Close top of cavity with single course of blockwork laid flat: bedding and jointing in guaged mortar
2/3B | ^^150 mm wide.; Horizontal |  | m
2/3C | ^^150 mm wide; Sloping |  | m
150mm wide cavity closer Kingspan Thermabate or equivalent; Thermal conductivity 0.034 W/mK all in strict accordance with Architects Specification
2/3D | ^^Set at jambs & heads |  | m
Damp Proof Courses
Damp proof course; I.S. 57; Hyload Pluvex DPC or equivalent; 150mm laps; no allowance in measurements for laps.
2/3E | ^^Vertical set at jambs; 150mm wide |  | m
2/3F | ^^Vertical set at heads; 150mm wide |  | m
2/4A | ^^Horizontal under and at back of cill; 700 girth |  | m
Sundries
Form ope in 100mm thick outer leaf of cavity wall for ESB meter box
2/4B | ^^490 x 690mm high |  | nr
Form ope in 100mm thick outer leaf of cavity wall for Telecom box: include precast concrete lintels
2/4C | ^^220 x 300mm high |  | nr
Barriers
Insulation with path of minimum thermal resistance through the insulation of not less than 4.00M2K/W, fixed in cavity all as per manufacturers instructions.
2/4D | ^^140 mm high to back of window cills |  | m
Ventilating Ducts
2/4E | ^^Form or leave opening in 350 mm cavity wall, with 2 No 100 mm block skin. Provide and build in 215 mm diameter telescopic cavity liner unit, 225 x 225 mm hit and miss grill fixed with galvanised screws, internal baffels to reduce light and sound, plugged to blockwork and bedded in guaged mortar (1:1:6) and 225 x 225mm adjustable pvc grill and fly screen fixed with brass screws plugged to blockwork, all as Architects Specification. |  | nr
Airtight Detail: In strict accordance with the Architects Specification.
Airtightness Siga Corvum 12/48, or equivalent, taping around door and window opes, sealed, accordance with the manufacturers instructions, to achieve airtightness of 0.25 m3/(mh)
2/5A | ^^Reveals |  | m
Airtightness Siga Rissan 100, or equivalent, taping at junctions of walls to floors, sealed, accordance with the manufacturers instructions, to achieve airtightness of 0.25 m3/(mh)
2/5B | ^^Floor junction abutting external wall |  | m
2/5C | ^^Junction at eave level |  | m
2/5D | ^^Junction abutting partitions / external wall |  | m
STEELWORK: Structural
Entrance Canopy
2/5E | Point fixed Entrance Canopy as per Specification Ss_30_40_34_60; PPC aluminium clad all around in RAL 7001; galvanised and powdercoated frame; contractor designed element including fixings to wall |  | each
2/5F | ^^1100 x 760 x 150 deep |  | Item
Other Items
2/5G | Provide here for all labour, materials, plant and other items not specifically mentioned above but which, in the tenderers opinion, are inferred from the works requirements documents as being necessary for the proper execution and completion of the works |  | Item
(22) INTERNAL WALLS, PARTITIONS
INTERNAL WALLS
Generally
INFORMATION
3/1A | For a detailed description of materials and workmanship, contractors are to refer to both the Architectural & Engineering Specification documents. |  | Note
3/1B | Provide for constructing and subsequent demolition and disposal of samples, relative to the works included in this element, in accordance with the requirements of the relevant specification |  | Item
DRAWINGS
3/1C | For layout and elevations refer to Architectural & Structural Plans and Elevations. |  | Note
NOTES
3/1D | The Pricing Document is not a specification document. The Contractor must refer to the Designers Drawings and Specifications for full specification notes and details of the scope of works. The Contractor is deemed to have examined the drawings and read the specifications and included for same within his tender rates in the Pricing
3/1E | The Contractor's attention is drawn to the Architect's Specification, Engineer's Specification and the specification notes on the tender drawings. The requirements set out in these documents shall be deemed to be included within the Contractor's tendered rates.
3/2A | All works to be carried out in accordance with the Project Drawings, Specifications and Preliminary Health & Safety Plan |  | Note
3/2B | All costs are to include for design, shop drawings, samples, maintenance instructions, fabrication, supply and installation.
WOODWORK: Structural & First Fixings
First Fixings
head Plate
3/2C | ^^100 x 75mm to head of partition walls; fixed to existing timber joists |  | m
Accessories
3/2D | ^^Galvanised steel L straps 2.5 x 30 x 1200mm long, screwed to wall plate and fixed to partiton wall with 12 x 50mm wood screws. |  | nr
FLOOR, WALL AND CEILING FINISHES: Stud Partitions
Stud Partitions
Gypsum board partition systems Type B; 75mm timber stud frame at 400mm centres; 12.5mm Gyproc Wallboard with plaster skim finish; Acoustic insulation roll to cavity; All in strict accordance with Architects Specification Ss_25_10_30_35
3/2E | ^^2490mm high |  | m
3/2F | ^^^^Extra for 12.5mm Moisture resistant plasterboard |  | m2
3/2G | ^^^^^Angles |  | nr
3/2H | ^^^^^Abutments to other work |  | nr
3/2J | ^^^^^Extra for forming ope 946 mm x 2110 mm |  | nr
Gypsum board partition systems Type C; 30 Minute Fire Rated Partition; 75mm timber stud frame at 400mm centres; 12.5mm Fireline plasterboard each side with plaster skim finish; Acoustic insulation roll to cavity; Intumescent mastic to junctions; resilient bars and the like; All in strict accordance with Architects Specification & drawing A-5012
3/3A | ^^2490 mm high |  | m
3/3B | ^^2490mm high; service void one side only; boxing out services (Kitchen) |  | m
3/3C | ^^^^^Extra for forming ope 1050 mm x 2110 mm |  | nr
3/3D | ^^^^^Abutments to other work |  | nr
3/3E | ^^Allow for all fire proofing details as per drawing A-5012 |  | Item
Gypsum board partition systems Type D; 60 Minute Fire Rated Partition; 75mm timber stud frame at 400mm centres; 2 layers of 15mm Fireline plasterboard each side with plaster skim finish; Acoustic insulation roll to cavity; Intumescent mastic to junctions; resilient bars and the like; All in strict accordance with Architects Specification & drawing A-5013
3/3F | ^^2490 mm high |  | m
3/3G | ^^^^^Extra for forming ope 1110 mm x 2110 mm |  | nr
3/3H | ^^^^^Angles |  | nr
3/3J | ^^^^^Abutments to other work |  | nr
3/3K | ^^Allow for all fire proofing details as per drawing A-5013 |  | Item
Gypsum board partition systems; 60 Minute Fire Rated Partition; 75mm timber stud frame at 400mm centres; 2 layers of 15mm Fireline plasterboard one side with plaster skim finish; fixing into web of steel beams; All in strict accordance with Architects Specification & drawings
3/4A | ^^boxing out either side of steel beams; 250mm high |  | m
Other Items
3/4B | Provide here for all labour, materials, plant and other items not specifically mentioned above but which, in the tenderers opinion, are inferred from the works requirements documents as being necessary for the proper execution and completion of the works (List Items Below) |  | Item
(27) ROOFS
ROOF
Generally
INFORMATION
4/1A | For a detailed description of materials and workmanship, contractors are to refer to both the Architectural & Engineering Specification documents. |  | Note
DRAWINGS
4/1B | For layout and elevations refer to Architectural & Structural Plans and Elevations. |  | Note
Notes
4/1C | The Pricing Document is not a specification document. The Contractor must refer to the Designers Drawings and Specifications for full specification notes and details of the scope of works. The Contractor is deemed to have examined the drawings and read the specifications and included for same within his tender rates in the Pricing
4/1D | The Contractor's attention is drawn to the Architect's Specification, Engineer's Specification and the specification notes on the tender drawings. The requirements set out in these documents shall be deemed to be included within the Contractor's tendered rates.
4/1E | All works to be carried out in accordance with the Project Drawings, Specifications and Preliminary Health & Safety Plan
4/2A | All costs are to include for design, shop drawings, samples, maintenance instructions, fabrication, supply and installation.
WOODWORK: Structural & First Fixings
Carcassing
Pitched roofs:
Sawn white deal, vacuum presure impregnated, stress graded C16
4/2B | ^^150 x 44 mm (Rafters) |  | m
4/2C | ^^150 x 44 mm (Noggings/Gable Ladder) |  | m
Water tank supports
4/2D | ^^115 x 44 mm spreader beam |  | m
4/2E | ^^175 x 44 mm secondary bearer |  | m
4/2F | ^^115 x 44 mm primary bearer |  | m
First Fixings
Boarding & Sheeting
25mm thick Marine plywood; laid on timber joists
4/2G | ^^Exceeding 300mm wide, Attic storage area. |  | m2
4/2H | ^^Unilin XT/walk-R or similar attic decking system |  | m2
4/2J | ^^handrail to perimeter of walk way |  | m
WOODWORK: Ironmongery, Accessories and Sundries
Insulating materials
Thermal: 400mm glass wool insulation; ISOVER Metac 034 or similar; U-value 0.11W/m.k; as per Architects Specification
4/3A | ^^400mm thick in 2 layers overlapped & perpendicular |  | m2
Thermal: mineral wool slab insulation; Rockwool Fire Barrier slab or similar; as per Architects Specification
4/3B | ^^100mm thick (eaves 500mm wide) |  | m2
Accessories
4/3C | ^^Galvanised steel L straps 5 x 30 x 900mm long min at 1800mm centres, screwed to wall plate and fixed with 3 Nr. fixings to block wall with HPS nylon plug anchors. |  | nr
Other Items
4/3D | Provide here for all labour, materials, plant and other items not specifically mentioned above but which, in the tenderers opinion, are inferred from the works requirements documents as being necessary for the proper execution and completion of the works (List Items Below) |  | Item
(28) FRAME
FRAME
STRUCTURAL STEEL
Structural Steel Grade S275; including connections, bolts and welds; building into blockwork; CE marking; all in accordance with the Engineer's Specification & Drawing S-0101
Fabricated members, primary steelwork
Beams
5/1A | ^^50kg /m (203UC 46) |  | t
Fire Protection Coatings
Shot blasted and primed; prepare and apply intumescent coating; 1 hour fire resistance
5/1B | ^^all surfaces of steel members |  | m2
Bolts
5/1C | M20 Grade 8.8 |  | nr
CONCRETE WORK; Precast Concrete
Precast Concrete; Concrete grade 35 in the following precast units with a fair finish on all surfaces, bed and point in gauged mortar:
Padstones; precast concrete in strict accordance with Engineers Specification & Drawings
5/1D | ^^450 x 215 x 215mm |  | each
(31) EXTERNAL WALLS COMPLETIONS
EXTERNAL WALL COMPLETIONS
Generally
INFORMATION
6/1A | For a detailed description of materials and workmanship, contractors are to refer to both the Architectural & Engineering Specification documents. |  | Note
6/1B | Provide for constructing and subsequent demolition and disposal of samples, relative to the works included in this element, in accordance with the requirements of the relevant specification |  | Item
DRAWINGS
6/1C | For layout and elevations refer to Architectural Plans, Details and Schedules. |  | Note
NOTES
6/1D | The Pricing Document is not a specification document. The Contractor must refer to the Designers Drawings and Specifications for full specification notes and details of the scope of works. The Contractor is deemed to have examined the drawings and read the specifications and included for same within his tender rates in the Pricing
6/1E | The Contractor's attention is drawn to the Architect's Specification, Engineer's Specification and the specification notes on the tender drawings. The requirements set out in these documents shall be deemed to be included within the Contractor's tendered rates
6/2A | All works to be carried out in accordance with the Project Drawings, Specifications and Preliminary Health & Safety Plan
6/2B | This element has been measured from the relevant Architect's Drawings together with Engineers Drawings. |  | Note
6/2C | Dimensions provided are indicative, all dimensions should be measured on-site and agreed with the Architect/Employers Representative, before manufacturing begins. |  | Note
6/2D | The window system must have the following test certificates available for inspection: Air filtration BS 5368 Part 1, Water penetration BS 5368 Part 2; Wind resistance BS 5368 Part 3; Weather tightness BS 6375 Part 1.Safety glazing in accordance with BS 6262 Part 4. The test procedures are based on British standards, but may be altered prior to testing to meet European standards and procedures. |  | Note
6/2E | Where Permavents are outlined, these are to comply with Architects Specifications and achieve a minimum Air Tightness as specified. |  | Note
6/2F | The window unit rates shall include for selected colour powder coated proprietary aluminium cills, include jointing sleeves, intermediate fixing clips, corner clips, silicone sealant and galvanised steel brackets in accordance with the Architect's Specifications. |  | Note
6/2G | All costs are to include for design, shop drawings, samples, maintenance instructions, fabrication, supply and installation.
WOODWORK: Boarding and Second Fixings
Softwood Window board - red deal, matched for grain and colour; plugged screwed and pelleted at 450mm centres, 40 x 25 mm rebated softwood cap piece; including treated softwood grounds and mastic sealing; all as per Architect's Specification
Window boards; exposed edge bullnosed
6/3A | ^^250 x 30 mm thick |  | m
Concrete Cills
Concrete Cills; as per Architects Specification and manufactures recommendations
6/3B | ^^ Kilsaran or similar approved Refer to detail drawings. 100mm leading edge |  | m
METALWORK: Non-Structural
Composite Items
External triple glazed Alu Clad windows to achieve max 1.4 W/m2K u-value in accordance with TGDL. Background and purge ventilation to be provided in line with TGDF. Triple glazed alu-clad windows; laminated safety glass; Refer to specification system clause Ss_25_30_95
Windows, refer to Architects Schedule for details
6/3C | ^^Window; 685 x 610mm high ref W/D/01, 06, 07, 08 Type H |  | nr
6/3D | ^^Window; 1248 x 1210mm high ref W/D/02, 03, 04, 05 Type I |  | nr
Doors; Composite entrance doors; triple glazed sidelights and inserts; U-value not exceeding 1.4W/m2K; 'High Security impact resistant to EN 1627; Hafele or similar ironmongery with inclusive design to BS 8300-2; Samples to be provided for review; all as per Specification Ss_25_30_20_30 Frame and door leaf systems
6/4A | Allow for toughened laminated safety glass in Caretaker unit windows and doors |  | Note
6/4B | ^^Single leaf door and frame; six glazed panels over locking rail; solid bottom panel; 1010 x 2110mm high ref ED/A/01 & 02, Type A |  | nr
WOODWORK: Ironmongery, Accessories and Sundries
Supply and fit the following ironmongery in accordance with Architects Specification
Door Number
6/4C | ^^SS door number fixed in accordance with manufactures instructions, to Architects approval. |  | nr
6/4D | ^^Rottner Tarvis Steel Letter Box or similar approved; bolted to wall |  | nr
PAINTING AND DECORATING: Painting
Second Fixings
Prepare and apply one coat of aluminium type 2 wood primer, one undercoat of Crown Trade Next Generation Plus and two finishing coats of Crown Trade Next Generation Plus Gloss (White), or equivalent, per Architects Specification on the following wood surfaces:
6/5A | ^^Windowboards; not exceeding 300mm girth |  | m
Other Items
6/5B | Provide here for all labour, materials, plant and other items not specifically mentioned above but which, in the tenderers opinion, are inferred from the works requirements documents as being necessary for the proper execution and completion of the works (List Items Below) |  | Item
(32) INTERNAL WALLS COMPLETIONS
INTERNAL WALL COMPLETIONS
Generally
INFORMATION
7/1A | For a detailed description of materials and workmanship, contractors are to refer to both the Architectural & Engineering Specification documents. |  | Note
7/1B | Provide for constructing and subsequent demolition and disposal of samples, relative to the works included in this element, in accordance with the requirements of the relevant specification |  | Item
DRAWINGS
7/1C | For layout and elevations refer to Architectural Plans, Details and Schedules. |  | Note
NOTES
7/1D | The Pricing Document is not a specification document. The Contractor must refer to the Designers Drawings and Specifications for full specification notes and details of the scope of works. The Contractor is deemed to have examined the drawings and read the specifications and included for same within his tender rates in the Pricing
7/1E | The Contractor's attention is drawn to the Architect's Specification, Engineer's Specification and the specification notes on the tender drawings. The requirements set out in these documents shall be deemed to be included within the Contractor's tendered rates
7/2A | All works to be carried out in accordance with the Project Drawings, Specifications and Preliminary Health & Safety Plan
7/2B | All costs are to include for design, shop drawings, samples, maintenance instructions, fabrication, supply and installation. |  | Note
WOODWORK: Boarding and Second Fixings
Second Fixings
Architrave; Red Deal; Refer to Architects Specification
7/2C | ^^75 x 19mm; one edge bullnosed |  | m
WOODWORK: Composite Items
Composite Items
| Refer to Architects Drawing for Door Types and Architects Specification. |  | noid
| Refer to the construction details, for sizes and profiles of members, construction of door leafs and frames, glazing specification, vision panels and the like. |  | noid
| The unit rates are to allow for door leaves, frame jambs and head, door stops, mullions, transomes, fanlights, glazing beads, glazing, fixing to blockwork and sealing in accordance with the Specification and Drawings. All doors are to include a flexible vinyl seal rebated into the door frames to achieve a sound reduction value of 30 dB unless otherwise stated. |  | noid
| Seal junction of FD30S/FD60s frame and structure with Intucaulk, or equivalent, intumescent mastic pointing in selected colour to form a 3 x 10 mm sealed joint with fair concave edge. |  | noid
| Drill fix door/screen frame to blockwork wall with Hilti HT 10/132, or equivalent, galvanised steel frame anchor bolts, countersink and pellet. |  | noid
Doors with associated frames
Solid core flush doors or equivalent, 44 -55 mm thick; 12 mm hardwood edging; include for wrought red deal door frame, fixed to ope at 450 mm centres, refer to Drawings; all in strict accordance with Architects Specification
Single leaf solid doors and associated frame set
7/3A | ^^Type A_UD; Single door set to suit structural ope size 1050 x 2110mm |  | nr
7/3B | ^^Type A; single door set to suit structural ope size 946 x 2110mm |  | nr
7/3C | ^^Type D1; FD30S Fire Rated door & frame;intumescent fire and smoke seals; fire sealed frame; to suit structural ope size 1050 x 2110mm |  | nr
7/3D | ^^Type D2; FD60S Fire Rated double doors & frame; intumescent fire and smoke seals; fire sealed frame; to suit structural ope size 1110 x 2110mm (Utility & Store/Manifold) |  | nr
WOODWORK: Ironmongery, Accessories and Sundries
Supply and fit the following ironmongery in accordance with Architects Specification.
Ironmongery Set, fixed to timber doors, comprising:All Ironmongery to comply with BS 8300-2:2018 Design of an accessible and inclusive built environment. Buildings - code of practice; Samples to be provided for review; Refer to Drawing A-6011 for internal door ironmongery details
7/4A | ^^102x76mm grade 13 BS EN 1935 Ball Bearing BUTT HINGE, staggered hole pattern as per Architects Specification |  | nr
7/4B | ^^25 mm Typical Internal lock, Latchbolt operated by lever handles conforms to BS EN 12209, as per Architects Specification. |  | nr
7/4C | ^^135 mm pull handle Satin anodised, Sprung, for use with standard duty, as per Architects Specification |  | nr
7/4D | ^^Typical internal door escutcheon, as per Architects Specification. |  | nr
7/4E | ^^Typical bathroom /wc door lock, as per Architects Specification. |  | nr
7/4F | ^^49 mm Typical floor mounted door stop(all internal doors), as per Architects Specification. |  | nr
7/4G | ^^63 mm tublar mortice latch with zic plated fore-end and striking plate and reversible refer to Architects Specification |  | nr
7/4H | ^^Set of sprung lever action handles on a rose and disabled thumb turn and release for Architects approval |  | nr
7/5A | ^^door closers; Perkpmatic; Latched Single Acting Door (to fire rated doors) |  | nr
PAINTING & DECORATING; Painting
Second Fixings
Prepare and apply one coat of aluminium type 2 wood primer, one undercoat of Crown Trade Next Generation Plus and two finishing coats of Crown Trade Next Generation Plus Gloss (White), or equivalent, per Architects Specification, on the following wood surfaces:
7/5B | ^^Not exceeding 300 mm wide |  | m
General Surfaces
Prepare and apply one coat of aluminium type 2 wood primer, one undercoat of Crown Trade Next Generation Plus and two finishing coats of Crown Trade Next Generation Plus Gloss (White), or equivalent, per Architects Specification N, on the following wood surfaces:
7/5C | ^^Door; exceeding 300 mm wide |  | m2
7/5D | ^^Frames; not exceeding 300 mm wide |  | m
Other Items
7/5E | Provide here for all labour, materials, plant and other items not specifically mentioned above but which, in the tenderers opinion, are inferred from the works requirements documents as being necessary for the proper execution and completion of the works (List Items Below) |  | Item
(37) ROOF COMPLETIONS
ROOF COMPLETIONS
Generally
INFORMATION
8/1A | For a detailed description of materials and workmanship, contractors are to refer to both the Architectural & Engineering Specification documents. |  | Note
8/1B | Provide for constructing and subsequent demolition and disposal of samples, relative to the works included in this element, in accordance with the requirements of the relevant specification |  | Item
DRAWINGS
8/1C | For layout and elevations refer to Architectural & Structural Plans and Elevations. |  | Note
NOTES
8/1D | The Pricing Document is not a specification document. The Contractor must refer to the Designers Drawings and Specifications for full specification notes and details of the scope of works. The Contractor is deemed to have examined the drawings and read the specifications and included for same within his tender rates in the Pricing
8/1E | The Contractor's attention is drawn to the Architect's Specification, Engineer's Specification and the specification notes on the tender drawings. The requirements set out in these documents shall be deemed to be included within the Contractor's tendered rates
8/2A | All works to be carried out in accordance with the Project Drawings, Specifications and Preliminary Health & Safety Plan |  | Note
8/2B | All costs are to include for design, shop drawings, samples, maintenance instructions, fabrication, supply and installation.
METALWORK: Non Structural
Premier loft ladders ltd or similar approved; Isotec fire resistant loft ladder; three part folding apperture size(lxw) 1200x600mm bespoke; 30 minutes fire rating seamless hatch door; ladder box dimensions 680x1186mm; including additional handrail, LXH ceiling surround, LXL loft balustrade, LXB; 1x suprreme heavy duty retractable ladder; Hatchdoor to be 30 minute fire rated; floor to ceiling height 2501-2790mm; Power coated finish to aluminium ladder and additional telescopic handrail security lock; loft ladder to be fitted in accordance with the manufacturers and in accordance with the Architects drawings and specifications; the contractor is to allow for forming the attic hatch, painting of architrave and attic hatch and makinig good on completion including providing a operating manual
Access Hatch
8/2C | ^^1300 x 600mm |  | nr
Other Items
8/3A | Provide here for all labour, materials, plant and other items not specifically mentioned above but which, in the tenderers opinion, are inferred from the works requirements documents as being necessary for the proper execution and completion of the works (List Items Below) |  | Item
8/3B
(41) WALL FINISHES EXTERNALLY
WALL FINISHES EXTERNALLY
Generally
INFORMATION
9/1A | For a detailed description of materials and workmanship, contractors are to refer to both the Architectural & Engineering Specification documents. |  | Note
9/1B | Provide for constructing and subsequent demolition and disposal of samples, relative to the works included in this element, in accordance with the requirements of the relevant specification |  | Item
DRAWINGS
9/1C | For layout and elevations refer to Architectural Plans, Details & Elevations. |  | Note
Notes
9/1D | The Pricing Document is not a specification document. The Contractor must refer to the Designers Drawings and Specifications for full specification notes and details of the scope of works. The Contractor is deemed to have examined the drawings and read the specifications and included for same within his tender rates in the Pricing
9/1E | The Contractor's attention is drawn to the Architect's Specification, Engineer's Specification and the specification notes on the tender drawings. The requirements set out in these documents shall be deemed to be included within the Contractor's tendered rates
9/2A | All works to be carried out in accordance with the Project Drawings, Specifications and Preliminary Health & Safety Plan
9/2B | Plastering to comply with BS 8000; Part 10:1986 for workmanship.
9/2C | All costs are to include for design, shop drawings, samples, maintenance instructions, fabrication, supply and installation.
FLOOR WALL AND CEILING FINISHES: Finishings
Plastering Work
| Plastering to comply with BS 8000; Part 10:1986 for workmanship. |  | noidN
WALL FINISHES
Acrylic render on insulation to masonry wall externally; 18-20mm thick; K-Rend Silicone FT or similar; K-Rend R7 primer; HP12 base; Silicone FT final coat; fine textured finish; ACR 150; Freestyle Sandpebble fine 1mm aggregate; 50mm external rigid insulation on bedding compound with mechanical fixings; all in accordance with the manufacturers instructions & Architects Specification Ss_25_45_70_55 & Pr_80_77_76_65
Walls; to blockwork surfaces; externally
9/2D | ^^> 300mm wide |  | m2
Reveals; smooth; 20mm insulation; girth
9/2E | ^^< or = 150mm |  | m
Plinth; smooth; 25mm insulation; girth
9/2F | ^^150mm - 300mm |  | m
Sundries: Beads
"Expamet" or equal plaster beads; stainless steel; fixing with dabs of mortar
9/3A | ^^Angle Bead |  | m
9/3B | ^^Stop beads |  | m
Stainless steel, grade 304/S15; 'Expamet' by the Expanded Metal Company Limited or equal approved; to masonry.
9/3C | ^^Bellcast stop beads |  | m
Polyester powdercoated aluminium external window cill with insulation backing
9/3D | ^^fitted over existing concrete cill; 350mm girth; |  | m
Other Items
9/3E | Provide here for all labour, materials, plant and other items not specifically mentioned above but which, in the tenderers opinion, are inferred from the works requirements documents as being necessary for the proper execution and completion of the works (List Items Below) |  | Item
(42) WALL FINISHES INTERNALLY
WALL FINISHES INTERNALLY
Generally
INFORMATION
10/1A | For a detailed description of materials and workmanship, contractors are to refer to both the Architectural & Engineering Specification documents. |  | Note
10/1B | Provide for constructing and subsequent demolition and disposal of samples, relative to the works included in this element, in accordance with the requirements of the relevant specification |  | Item
DRAWINGS
10/1C | For layout and elevations refer to Architectural & Structural Plans and Elevations. |  | Note
NOTES
10/1D | The Pricing Document is not a specification document. The Contractor must refer to the Designers Drawings and Specifications for full specification notes and details of the scope of works. The Contractor is deemed to have examined the drawings and read the specifications and included for same within his tender rates in the Pricing
10/1E | The Contractor's attention is drawn to the Architect's Specification, Engineer's Specification and the specification notes on the tender drawings. The requirements set out in these documents shall be deemed to be included within the Contractor's tendered rates
10/2A | All works to be carried out in accordance with the Project Drawings, Specifications and Preliminary Health & Safety Plan |  | Note
10/2B | All costs are to include for design, shop drawings, samples, maintenance instructions, fabrication, supply and installation.
FLOOR, WALL AND CEILING FINISHINGS: In-situ finishes
Scud in cement and sand (1:3) and apply two coats of cement plaster thickness 12mm including scratch coat, finish with a neat gypsum plaster skim 3mm thick applied in accordance with BS 5492:2006; air tight layer; including for all scrims, stainless steel angles and stop beads; hilti fixed to blockwork, refer to Architects Specification
Walls; blockwork base
10/2C | ^^Over 300mm wide |  | m2
10/2D | ^^Not exceeding 300mm wide |  | m
FLOOR, WALL AND CEILING FINISHINGS: Tile, Slab or Mosiac finishes
Walls
Ceramic wall tiles to kitchen and bathroom areas. : Full colour range to be provided for selection prior to ordering. All in accordance with Architectural Specification
10/2E | ^^Over 300mm wide; (Bathroom & Accessible Shower) |  | m2
10/2F | ^^Over 300mm wide; (Kitchen) |  | m2
Tanking ;as per Architect's detail and specification
10/2G | over 300mm wide |  | m2
PAINTING AND DECORATING: Painting
Walls
Prepare and apply one initial coat, and two finishing coats of Crown Trade Clean Durable Acrylic Eggshell, or equivalent, all as per Architects Specification to Internal Walls:
10/3A | ^^Over 300mm wide |  | m2
10/3B | ^^Not exceeding 300mm wide; reveals |  | m
Other Items
10/3C | Provide for all labour, materials, plant and all items which in the tenderers opinion are not specifically allowed for in this section of the works but which can be reasonably inferred from the works requirements as being necessary for the execution and completion of the works. - (List items below) |  | Item
(43) FLOOR FINISHES
FLOOR FINISHES
Generally
INFORMATION
11/1A | For a detailed description of materials and workmanship, contractors are to refer to both the Architectural & Engineering Specification documents. |  | Note
11/1B | Provide for constructing and subsequent demolition and disposal of samples, relative to the works included in this element, in accordance with the requirements of the relevant specification |  | Item
DRAWINGS
11/1C | For layout and elevations refer to Architectural & Structural Plans and Elevations. |  | Note
NOTES
11/1D | The Pricing Document is not a specification document. The Contractor must refer to the Designers Drawings and Specifications for full specification notes and details of the scope of works. The Contractor is deemed to have examined the drawings and read the specifications and included for same within his tender rates in the Pricing
11/1E | The Contractor's attention is drawn to the Architect's Specification, Engineer's Specification and the specification notes on the tender drawings. The requirements set out in these documents shall be deemed to be included within the Contractor's tendered rates
11/2A | All works to be carried out in accordance with the Project Drawings, Specifications and Preliminary Health & Safety Plan |  | Note
11/2B | All costs are to include for design, shop drawings, samples, maintenance instructions, fabrication, supply and installation.
WOODWORK: Boarding and Second Fixings
Second fixings
Second fixings; softwood; plugged and screwed to walls; countersunk and pellated; 5mm groove to detail as per drawing A-5004
Skirtings
11/2C | ^^Skirtings; 150 x 19mm |  | m
Extra over for
11/2D | ^^Short lengths |  | nr
FLOOR, WALL AND CEILING FINISHINGS: Tile, Slab and Mosaic Finishes
Ceramic floor tiles to kitchen and bathroom areas; full colour range to be provided for selection prior to ordering; Mapei Ardsilex adhesive; All in accordance with Architectural Specification; tiles to have slip rating of R11; PTV rating 50 dry
Floors; to concrete base
11/2E | ^^600 x 600 x 11 mm thick (All Rooms) |  | m2
11/2F | ^^^Extra over for mosaic tile finish to level access shower; 50 x 50mm |  | m2
Clean, prepare and apply one coat of Ecoscreed PU Sealer, or equivalent, and two coats Dulux Trade Floorshield, or equivalent, finishing coats; applied in strict accordance with the manufacturers instructions; all as per Architect's Specification
Floors
11/3A | ^^Over 300mm wide; concrete base |  | m2
Roofing, Cladding and Waterproofing: Mastic Asphalt, Viscous Liquid Coatings, Waterproof and Gas Proof Non-Metal Flexible Sheet Coverings
Botaments wet room and shower tanking system or similar approved; as per Architect's detail and specification Ss_32_80_03_10
Tanking
11/3B | ^^horizontal; over 300mm wide |  | m2
PAINTING AND DECORATING
Prepare and apply one coat of aluminium type 2 wood primer, one undercoat of Crown Trade Next Generation Plus and two finishing coats of Crown Trade Next Generation Plus Gloss (White), or equivalent, per Architects Specification, on the following wood surfaces:
Skirtings
11/3C | ^^General surfaces not exceeding 300 mm wide |  | m
Other Items
11/4A | Provide here for all labour, materials, plant and other items not specifically mentioned above but which, in the tenderers opinion, are inferred from the works requirements documents as being necessary for the proper execution and completion of the works (List Items Below) |  | Item
(45) CEILING FINISHES
(45) CEILING FINISHES
Generally
INFORMATION
12/1A | For a detailed description of materials and workmanship, contractors are to refer to both the Architectural & Engineering Specification documents. |  | Note
12/1B | Provide for constructing and subsequent demolition and disposal of samples, relative to the works included in this element, in accordance with the requirements of the relevant specification |  | Item
DRAWINGS
12/1C | For layout and elevations refer to Architectural & Structural Plans and Elevations. |  | Note
NOTES
12/1D | The Pricing Document is not a specification document. The Contractor must refer to the Designers Drawings and Specifications for full specification notes and details of the scope of works. The Contractor is deemed to have examined the drawings and read the specifications and included for same within his tender rates in the Pricing
12/1E | The Contractor's attention is drawn to the Architect's Specification, Engineer's Specification and the specification notes on the tender drawings. The requirements set out in these documents shall be deemed to be included within the Contractor's tendered rates
12/2A | All works to be carried out in accordance with the Project Drawings, Specifications and Preliminary Health & Safety Plan |  | Note
12/2B | All costs are to include for design, shop drawings, samples, maintenance instructions, fabrication, supply and installation.
FLOOR WALL AND CEILING FINISHES: In-Situ Finishes
Plaster; Gyplite skim coat plaster; steel trowelled finish; 3mm thick; to plasterboard base
12/2C | ^^> 300mm wide; Horizontal |  | m2
12/2D | ^^^^^Moisture resistant board |  | m2
Making good and labour finishing skim coat around pipework 0.30 - 1.00m girth
12/2E | ^^300 - 1000mm girth |  | nr
FLOOR, WALL AND CEILING FINISHINGS: Board finishes
Suspended plasterboard ceiling Type B; 30 minute fire rated; 40mm thick battens fixed to the undersdie of timber trusses; 12.5mm Gyproc plasterboard; joints taped and jointed ready for skim finish (msd. Sep.); all in accordance with Architects Specification 30_25_10_10 and manufacturers instructions
Ceilings
12/2F | ^^Over 300mm wide; Horizontal |  | m2
Extra over for:
12/2G | ^^^^^Moisture resistant board |  | m2
12/2H | ^^^^^Fire sealing around cable penetrations |  | nr
12/3A | ^^^^^Fire sealing around light fittings including shroud; to ceiling rose |  | nr
12/3B | ^^^^^Fire sealing around light fittings including shroud; to ceiling mounted lumenaire |  | nr
12/3C | ^^^^^Fire sealing around smoke or heat alarms |  | nr
12/3D | ^^^^^Fire sealing around extractor ducting; 150mm diameter |  | nr
12/3E | ^^^^^Fire sealing around extract vents; 150 x 150mm |  | nr
Bulkhead; including additional framing; staircase areas
12/3F | ^^150mm high |  | m
Making good and labour finishing including jointing 12.5mm plasterboard around pipework
12/3G | ^^300 - 1000mm girth |  | nr
Air-tight Membrane
Airtightness Pro Clima Intello Plus, or equivalent, taping around door and window opes, sealed, accordance with the manufacturers instructions, to achieve airtightness of 0.35 m3/(mh) refer to Architects Specification
12/3H | ^^Ceilings over 300 mm wide |  | m2
PAINTING AND DECORATING: Painting
Internal Work
Prepare and apply one initial coat, and two finishing coats of Crown Trade Steractyl Mould Inhibiting Matt, or equivalent, all as per Architects Specification:
12/3J | ^^Girth over 300mm wide; to plaster base |  | m2
12/4A | ^^Girth less than 300mm wide; to plaster base |  | m
Other Items
12/4B | Provide here for all labour, materials, plant and other items not specifically mentioned above but which, in the tenderers opinion, are inferred from the works requirements documents as being necessary for the proper execution and completion of the works (List Items Below) |  | Item
(47) ROOF FINISHES
ROOF FINISHES
Generally
INFORMATION
13/1A | For a detailed description of materials and workmanship, contractors are to refer to both the Architectural & Engineering Specification documents. |  | Note
DRAWINGS
13/1B | For layout and elevations refer to Architectural & Structural Plans and Elevations. |  | Note
Notes
13/1C | The Pricing Document is not a specification document. The Contractor must refer to the Designers Drawings and Specifications for full specification notes and details of the scope of works. The Contractor is deemed to have examined the drawings and read the specifications and included for same within his tender rates in the Pricing
13/1D | The Contractor's attention is drawn to the Architect's Specification, Engineer's Specification and the specification notes on the tender drawings. The requirements set out in these documents shall be deemed to be included within the Contractor's tendered rates
13/1E | All works to be carried out in accordance with the Project Drawings, Specifications and Preliminary Health & Safety Plan
13/2A | All costs are to include for design, shop drawings, samples, maintenance instructions, fabrication, supply and installation. |  | Item
ROOFING, CLADDING AND WATERPROOFING: Slate & Tile Roofing
Hawkins clay plain tiles or similar approved(Submittal required) to slected colour; 100mm head lap; on 50 x 38mm treated softwood battens and counterbattens; pressure impregnated and fixed with paslode external nails; Isover Vario KM Duplex or equivalent breather membrane; lapped and sealed in accordance with manufacturer's instructions; underlay felt to BS 8747, 100mm laps; fixed with stainless steel clout nails; all fixed in strict accordance with the manufacturer's instructions; all as per Architect's Drawings and Specification
Coverings; not exceeding 45 degree pitch
13/2B | ^^Sloping; over 300mm wide; Patches where services penetrate existing roof |  | m2
13/2C | ^^^^^Extra; Thru-vent roof ventilation slate Klober uni-line slate with PVC underlay installed in accordance with manufactures instructions and BS 5250 2002. |  | nr
Fascia Ventilators to form eaves vent, or equivalent, roof ventilators; fixed in accordance with manufacturers instructions; all as per Architect's Specifcation.
Eaves ventilators
13/2D | ^^Generally |  | m
Continuous rafter roll; 10,000mm2/m; Marley or similar; fitted bet between truss members
Rafter ventilator tray
13/3A | ^^Generally |  | m
Milled lead sheet to BS 1178; Code 5 Refer to Architects Specification. Flashings to be treated with patination oil as L.S.A manual to reduce staining
Flashings
13/3B | ^^2.24 thick flashings; 500mm girth; bends - 2; Apron flashings to chimney |  | m2
Cover Flashing
13/3C | ^^2.24 thick flashings; 250mm girth; bends - 1; fixed into blockwork wall |  | m
Lead soakers
13/3D | ^^2.24 thick flashings; 150mm girth; bends - 1; fixed in courses of tiles |  | nr
WOODWORK: Boarding and Second Fixings
Fascia and soffits; Marine grade plywood; 18mm thick; countersunk stainless steel screw fixings; fixed to and including treated timber grounds; all holes to be filled, sealed and sanded; continuous sealent, compatible with external finish, to interface with structure; all as per Architect's Drawings
Fascia board
13/3E | ^^<300 mm wide (225mm) |  | m
Barge Board
13/3F | ^^<300 mm wide (225mm) |  | m
Soffit board
13/4A | ^^<300 mm wide (85mm wide) |  | m
Marine plywood sheeting; butt jointed; 22 mm thick; Vertical
13/4B | ^^Entrace Canopy |  | m2
Fascia and soffits; Aluminium; powdercoated RAL 7001; fixed to treated timber grounds; include for all connections, fixings, angles and the like; joints fully bedded with mastic; as per Architects Specification Pr_65_65_35_02
Fascia
13/4C | ^^<300 mm wide |  | m
Barge Board
13/4D | ^^<300 mm wide |  | m
Soffit
13/4E | ^^extruded profile; bends -4; <300 mm wide (90mm girth) |  | m
Other Items
13/4F | Provide for all labour, materials, plant and all items which in the tenderers opinion are not specifically allowed for in this section of the works but which can be reasonably inferred from the works requirements as being necessary for the execution and completion of the works. - (List items below) |  | Item
(52) DRAINAGE AND REFUSE DISPOSAL
DRAINAGE & REFUSE DISPOSAL
Generally
14/1A | Provide for constructing and subsequent demolition and disposal of samples, relative to the works included in this element, in accordance with the requirements of the relevant specification
Drawings
14/1B | For layout and elevations refer to Architectural & Structural Plans and Elevations.
Notes
14/1C | The Pricing Document is not a specification document. The Contractor must refer to the Designers Drawings and Specifications for full specification notes and details of the scope of works. The Contractor is deemed to have examined the drawings and read the specifications and included for same within his tender rates in the Pricing
14/1D | The Contractor's attention is drawn to the Architect's Specification, Engineer's Specification and the specification notes on the tender drawings. The requirements set out in these documents shall be deemed to be included within the Contractor's tendered rates
14/1E | All works to be carried out in accordance with the Project Drawings, Specifications and Preliminary Health & Safety Plan
14/2A | All costs are to include for design, shop drawings, samples, maintenance instructions, fabrication, supply and installation.
DRAINAGE: Disposal Above Ground
Downpipes shall be aluminium circular; RAL 7001 grey in colour, complying with IS EN 1200-1:2000 and shall include all fittings and accessories required. Shall be 75 mm nominal diameter aluminium rainwater pipes, complying with IS EN 1200-1:2000 and shall include all fittings and accessories required
Downpipes
14/2B | ^^125 mm diameter |  | m
14/2C | ^^^^^Extra; shoes |  | nr
14/2D | ^^^^^Extra; connections to outlets |  | nr
Water Butts
14/2E | ^^300L slimline Water Butt |  | each
14/2F | Speedy rainwater Diverter |  | nr
14/2G | ^^^^^Extra; connections to outlets |  | nr
Gutters shall be aluminium 100mm half round; RAL 7001 grey in colour, complying with IS EN 1200-1:2000 and shall include all fittings and accessories required; complying with IS EN 1200-1:2000 and shall include all fittings and accessories required
Gutters
14/2H | ^^100mm half round |  | m
14/2J | ^^^^^Ends |  | nr
14/2K | ^^^^^100mm diameter outlets |  | nr
14/3A | ^^^^^Bends |  | nr
SOILS AND WASTES
Pipes and fittings; uPVC; solvent welded joints in the running length; standard pipe clips at 500mm centres to concrete requiring hanging; laid to falls. Refer to Architects Specification
Pipes; 100mm diameter
14/3B | Surface fixed; vertical; SVP |  | m
14/3C | ^^^Extra; bends |  | nr
14/3D | ^^^Extra; connection to WC outlets; special adaptor |  | nr
14/3E | ^^^Extra; cleaning eye |  | nr
14/3F | ^^^Extra; vent cowl |  | nr
Other Items
14/3G | Provide for all labour, materials, plant and all items which in the tenderers opinion are not specifically allowed for in this section of the works but which can be reasonably inferred from the works requirements as being necessary for the execution and completion of the works. - (List items below) |  | Item
(59) MECHANICAL INSTALLATION
MECHANICAL INSTALLATIONS
Generally
INFORMATION
15/1A | Provide for constructing and subsequent demolition and disposal of samples, relative to the works included in this element, in accordance with the requirements of the relevant specification |  | Item
15/1B | All works to be carried out in accordance with the Project Drawings, Specifications and Preliminary Health & Safety Plan |  | Note
15/1C | Tendering Contractors are to refer to Consulting Engineers Ltd. Drawings and Specification. |  | Note
15/1D | Tendering Contractors are to include for all testing, commissioning, maintenance manuals, training on safe operation etc. All as specified within Consulting Engineers Ltd. performance specification document. |  | Note
15/1E | Tendering Contractors will be required to provide and include for all maintenence during the 12 months after substantial completion; all in accordance with Consulting Engineers Ltd. performance specification document. |  | Note
15/2A | A fully quantified and priced breakdown of the Mechanical Installation tender is to be provided by the contractor whos tender is being considered for acceptance. The tenderer under consideration will be expected to provide this information within 7 working days of being requested to do so. Failure to do so may result in the rejection of his tender. |  | Note
15/2B | Element (59) has not been measured in accordance with ARM, Agreed Rules of Measurement (Issue 5). Tendering Contractors are to include hereunder within their rates for any additional costs associated with same. |  | Note
MECHANICAL INSTALLATIONS
Mechanical Installations
15/2C | Total Contract Value transferred from the Mechanical Services Installation Tender Document 'Summary of Tender'. |  | Item
Total Contract Value to Inculde the breakdown cost on the following items from the Mechanical Services Installation Tender Summary:
15/2D | ^^2.1 - Preliminaries for Dayhouse 1 |  | Item
15/2E | ^^2.2 - House Type Dayhouse 1 - Heating |  | Item
15/2F | ^^2.3 - House Type Dayhouse 1 - Ventilation |  | Item
15/2G | ^^2.4 - House Type Dayhouse 1 - Water Services |  | Item
15/2H | ^^2.5 - House Type Dayhouse 1 - Drainage |  | Item
Include the following in respect of the foregoing
15/3A | ^^All costs and requirements associated with a complete Mechanical Installation (such as main contractors general and special attendances, unloading, distributing, lifting, hoisting and placing in position all plant and equipment as scheduled, storage for plant, covered storage for welding and portable machine tools, profit and all additional preliminaries over and above normally provided by sub-contractors themselves and the like) if not included in the above item should be included here. |  | item
Provide for lifting, hoisting, moving and placing into position the following if not already included in the above
15/3B | ^^Ductwork and accessories |  | Item
15/3C | ^^Pipework and accessories |  | Item
15/3D | ^^Radiators and accessories |  | Item
15/3E | ^^Satellite Units and accessories |  | Item
SUNDRIES AND BUILDERS WORK
15/3F | Refer to Builders Works drawings for details and locations of openings for services. |  | Note
15/3G | Filling and sealing voids around pipework, ductwork etc. shall achieve a decibel rating equivalent to the structure in which the ope is formed. The filling and sealing shall finish neatly flush with the structure and finishes on both face. |  | Note
15/4A | Fireseal opes shall include for all works included in Architect's Specification; intumescent compound for sealing around service members on both faces to provide a 1 hour period of fire resistance. The fireseal is to finish neatly flush with the structure and finishes on both faces. This specification applies to all sections of the Bill of Quantities. All works to be carried out in accordance with current NZEB and Fire regulations |  | Note
15/4B | Rates are to allow for making good in all trades complete. |  | Note
General
Airtightness Test
15/5A | ^^Undertake a building pressure and air flow test & pre-test at the time of completion of construction to a standard of air permeability of 7m3/hr/m2 at 50 Pa in accordance with the test methods prescribed under Building Regulations TGD-L the new building and other requirements as specified in the tender documents. Include for all disruption associated with the requirement to vacate the premises during the test(s) sealing all inlet/outlet grilles and flues, air supply openings, wedging internal doors open/closed as appropriate, closing fire dampers and any other measures necessary to allow testing to be completed. Any costs arising out of test failure(s) which can be attributed to the poor workmanship and improper detailing of domestic and nominated sub-contractors, including the cost of repeat test(s) shall be at the expense of the Contractor. Advise test results to the Employer and Design Team. Refer to Architects Specification Section R2 & R4. |  | Item
BER Report
15/5B | Allow for completing a BER Report by a specialist |  | Item
Mechanical Installations
15/5C | ^^Marking the positions of holes, mortices and chases |  | Item
Pipe Casings
Pipe casings; comprising of treated sawn softwood framework; 44 x 44mm at 400 centres; 25mm thick medium density fibreboard; moisture resistant; fixed with countersunk wood screws and countersunk; all as per Architects Drawings
To blockwork base
15/6A | ^^Horizontal: not exceeding 52mm bore |  | m
15/6B | ^^Vertical: not exceeding 125mm bore |  | m
Forming or cutting chases; weathering and making good structure and finishes upon completion; including for all works necessary to complete
For pipework in partition walls
15/6C | ^^Not exceeding 25mm bore |  | m
15/6D | ^^Exceeding 25mm bore |  | m
Concrete grade C30/37; formwork; trowelled finish
Heat Pump Base
15/6E | ^^1000mm x 1000mm x 150mm high |  | nr
Woodwork;
| Timber Grounds including all fixings, notching, bolts and any necessary items to complete the works. |  | noid
HWS Cylinder Support: Floors
| Sawn white deal, vacuum presure impregnated, stress graded class B. |  | noid
15/6F | ^^Joists 150 x 44 mm. |  | m
CWS Cylinder Support; Floors
| Sawn white deal, vacuum presure impregnated, stress graded class B. |  | noid
15/7A | ^^Joists 150 x 44 mm |  | m
Radiator Support; Wall Mounted
| Sawn white deal, vacuum presure impregnated, stress graded class B. |  | noid
15/7B | ^^Joists 150 x 44 mm |  | m
Radiator/Sanitary ware Support;
15/7C | 12.5mm OSB Board to walls |  | m2
HMV Unit; Wall Mounted
| Sawn white deal, vacuum presure impregnated, stress graded class B. |  | noid
15/7D | ^^Joists 150 x 44 mm |  | m
Forming or cutting holes; build in sleeves and/or bridge over with lintols as required; include for all firestopping with intumescent collars to give one hour fire resistance; including for all works necessary to completeweathering and making good structure and finishes upon completion; including for all works necessary to complete; Firestopping in accordance with Architect's Drawings and Specification
For pipework through in-situ ground bearing slab
15/7E | ^^55 - 110mm diameter |  | nr
For pipework through intermediate floor slabs
15/7F | ^^55 - 110mm diameter |  | nr
For pipework through roof structure
15/8A | ^^55 - 110mm diameter |  | nr
15/8B | ^^110 - 200mm diameter |  | nr
For pipework through Concrete Floor Slab
15/8C | ^^Not exceeding 55mm diameter |  | m
For pipework through ceiling structure
15/8D | ^^Not exceeding 200mm diameter |  | nr
Special Works
Building in external ventilation louvres to external walls
15/8E | ^^150 x 150 mm |  | nr
Building in external airbrick termination grilles to external walls
15/8F | ^^250 x 250mm |  | nr
Forming opes in external walls and building in dry/wet riser inlet boxes
15/8G | ^^605 x 405 x 300mm deep |  | nr
Firestopping around flatpack ducting; through internal walls
15/8H | ^^125mm diameter exhaust air duct |  | nr
15/8J | ^^250 x 125mm |  | nr
Firestopping around pipes
15/8K | 32mm diamater plumbing pipework |  | nr
15/8L | 65mm diamater waste pipe |  | nr
15/8M | 100mm diamater soil and vent pipe |  | nr
15/8N | 125mm diameter (ducting) |  | nr
15/8P | 250 x 125mm duct |  | nr
15/9A | 500 x 250mm manifold pipes |  | nr
General builders work; grounds; cutting away and making good for the following
15/9B | ^^Additional builders work not outlined above |  | Item
15/9C | ^^Any other items or components included in the drawings or specification but not specified in this schedule |  | Item
PAINTING AND DECORATING: Painting
One coat primer, two coats undercoat; one coat alkyd based heat resistant paint, full gloss finish in accordance with services enginers specification
Pipes, ducts and the like
15/9D | ^^Not exceeding 32mm bore |  | m
One coat primer, two coats undercoat; one coat alkyd based heat resistant paint, full gloss finish in accordance with services enginers specification
Pipes, ducts and the like
15/9E | ^^Not exceeding 32mm bore |  | m2
Preparing and painting one coat sealer and two coats quick drying water based eggshell paint; as manufactured by "Dulux" or equivalent; to selected colours; all applied in strict accordance with the manufacturers instructions; all as per Architects Specification
Pipe Casings
15/9F | ^^Generally |  | m
Other Items
15/10A | Provide for all labour, materials, plant and all items which in the tenderers opinion are not specifically allowed for in this section of the works but which can be reasonably inferred from the works requirements as being necessary for the execution and completion of the works. - (List items below) |  | Item
(69) ELECTRICAL INSTALLATION
ELECTRICAL INSTALLATIONS
Generally
INFORMATION
16/1A | Provide for constructing and subsequent demolition and disposal of samples, relative to the works included in this element, in accordance with the requirements of the relevant specification |  | Item
16/1B | Tendering Contractors are to refer to Consulting Engineers Ltd. Drawings and Specification. |  | Note
16/1C | Tendering Contractors are to include for all testing, commissioning, maintenance manuals, training on safe operation etc. All as specified within Consulting Engineers Ltd. performance specification document. |  | Note
16/1D | Tendering Contractors will be required to provide and include for all maintenance during the 12 months after substantial completion; all in accordance with Consulting Engineers Ltd. performance specification document. |  | Note
16/1E | A fully quantified and priced breakdown of the Electrical Installation tender is to be provided by the contractor whos tender is being considered for acceptance. The tenderer under consideration will be expected to provide this information within 7 working days of being requested to do so. Failure to do so may result in the rejection of his tender. |  | Note
16/1F | Allow for samples as requested by Architect or Engineer |  | Item
ELECTRICAL INSTALLATIONS
Electrical Installations
16/2A | Total Contract Value transferred from the Electrical Services Installation Tender Document 'Summary of Tender'. |  | Item
Total Contract Value to Include the breakdown cost on the following items.
16/2B | ^^3.1 - Preliminaries |  | Item
16/2C | ^^3.2 - Site Services |  | Item
16/2D | ^^3.3 - House Type Dayhouse 1 - General |  | Item
16/2E | ^^3.4 - House Type Dayhouse 1 - Electric Distribution and Wiring |  | Item
16/2F | ^^3.5 - House Type Dayhouse 1 - General Lighting Installation |  | Item
16/2G | ^^3.6 - House Type Dayhouse 1 - Fire Alarm Installation |  | Item
16/2H | ^^3.7 - House Type Dayhouse 1 - Security Installation |  | Item
16/2J | ^^3.8 - House Type Dayhouse 1 - Data, TV and Door Bell System |  | Item
16/2K | ^^Allow for attendance on ESB Networks |  | Item
16/2L | ^^Allow for setting up Pre-pay Power provider including attendances |  | Item
Include the following in respect of the foregoing
16/3A | ^^All costs and requirements associated with a complete Electrical Installation (such as main contractors general and special attendances, unloading, distributing, lifting, hoisting and placing in position all plant and equipment as scheduled, storage for plant, covered storage for welding and portable machine tools, profit and all additional preliminaries over and above normally provided by sub-contractors themselves and the like) if not included in the above item should be included here. |  | item
SUNDRIES AND BUILDERS WORK
Builders work in connection with Electrical Installations> All works to be carried out in accordance with current NZEB and Fire regulations
Electrical Installations
16/3B | ^^Marking the positions of holes, mortices and chases |  | Item
Sundries
Unload, distribute, hoist and place in position the following items of plant and equipment
16/3C | ^^Main distribution board 600 x 400 |  | nr
Cutting or forming holes, mortices and chases or the like
16/3D | ^^Socket outlets |  | nr
16/3E | ^^Smoke heat & carbon monoxide detectors |  | nr
16/3F | ^^Telephone outlets |  | nr
16/3G | ^^Light switches |  | nr
16/4A | ^^Spur outlets & connection outlets 20 mm |  | nr
16/4B | ^^Door bell & sounders |  | nr
16/4C | ^^Cooker switch |  | nr
16/4D | ^^Intruder alarm keypad |  | nr
16/4E | Intruder alarm window contact |  | nr
16/4F | Intruder alarm door contact |  | nr
16/4G | Intruder alarm control panel |  | nr
16/4H | Intruder alarm box panel |  | nr
16/4J | Intruder alarm panic button |  | nr
16/4K | Intruder Alarm PIR |  | nr
16/4L | Fire Alarm RCS |  | nr
16/4M | ^^Sounders |  | nr
16/4N | ^^TV Point |  | nr
16/4P | Data Point |  | nr
16/4Q | ^^Thermostat |  | nr
16/4R | Telephone ext terminating unit |  | nr
16/4S | Telephone network terminating unit |  | nr
16/4T | Broadband ext terminating unit |  | nr
16/4U | External heating thermostat |  | nr
16/4V | Room thermostat |  | nr
16/4W | Zone thermostat |  | nr
16/4X | Heating Timeclock Controller |  | nr
16/4Y | Consumer Unit |  | nr
16/4Z | AC Isolator |  | nr
16/4AA | DC Isolator |  | nr
16/4BB | 32a Isolator |  | nr
16/5A | Mech Extract Ventilation Unit |  | nr
16/5B | Mechanical Control Wiring Centre |  | nr
16/5C | Heat Pump |  | nr
16/5D | Optical Network Terminal |  | nr
16/5E | Access terminal Box |  | nr
LV Trunking
16/5F | ^^ELV Trunking to cables |  | m
Forming or cutting holes; build in sleeves and/or bridge over with lintols as required; include for all firestopping with intumescent collars to give one hour fire resistance; including for all works necessary to complete weathering, air tight seals and making good structure and finishes upon completion; including for all works necessary to complete; Firestopping in accordance with Architect's Drawings and Specification All works in accordance with current NZEB and Fire Regulations
For pipes through 505mm thick external walls
16/5G | ^^Not exceeding 55mm diameter |  | nr
Form ope in 100mm thick outer leaf of cavity wall for ESB meter box; include precast concrete lintels; making good
16/5H | ^^402 x 606mm high |  | nr
Form ope in 100mm thick outer leaf of cavity wall for Telecom box: include precast concrete lintels; making good
16/5J | ^^155 x 230mm high |  | nr
For pipes through 105mm thick internal walls
16/5K | ^^Not exceeding 55mm diameter |  | nr
For pipes through structural steel
16/6A | ^^Not exceeding 55mm diameter |  | nr
General builders work; grounds; cutting away and making good for the following. All works in accordance with current NZEB and Fire regulations
16/6B | ^^Pendant light fittings |  | nr
16/6C | ^^Surface mounted luminaries |  | nr
16/6D | ^^Bathroom mirror light |  | nr
16/6E | ^^External lights |  | nr
16/6F | ^^Additional builders work not outlined above |  | Item
16/6G | ^^Any other items or components included in the drawings or specification but not specified in this schedule |  | Item
Sundries
16/6H | ^^ESB Meter cabinet to ESB Networks Standard; to ESI Standard 12-3 (1986); 487mm wide x 681mm high x 188mm deep |  | nr
16/6J | ^^ESB 'Hockey Stick' fixed to ESB Networks Standard including draw wire; projecting 25mm into meter cabinet |  | nr
16/6K | ^^Cable Box; 300 x 220 x 175mm deep; 248 x 168mm door |  | nr
16/6L | ^^telecom duct including draw wire; projecting 25mm into meter cabinet |  | nr
Other Items
16/7A | Provide for all labour, materials, plant and all items which in the tenderers opinion are not specifically allowed for in this section of the works but which can be reasonably inferred from the works requirements as being necessary for the execution and completion of the works. - (List items below) |  | Item
(73) CULINARY FITTINGS
CULINARY FITTINGS
Generally
INFORMATION
17/1A | For a detailed description of materials and workmanship, contractors are to refer to both the Architectural & Engineering Specification documents. |  | Note
17/1B | Provide for constructing and subsequent demolition and disposal of samples, relative to the works included in this element, in accordance with the requirements of the relevant specification |  | Item
DRAWINGS
17/1C | For layout and elevations refer to Architectural & Structural Plans and Elevations. |  | Note
NOTES
17/1D | The Pricing Document is not a specification document. The Contractor must refer to the Designers Drawings and Specifications for full specification notes and details of the scope of works. The Contractor is deemed to have examined the drawings and read the specifications and included for same within his tender rates in the Pricing
17/1E | The Contractor's attention is drawn to the Architect's Specification, Engineer's Specification and the specification notes on the tender drawings. The requirements set out in these documents shall be deemed to be included within the Contractor's tendered rates
17/2A | All works to be carried out in accordance with the Project Drawings, Specifications and Preliminary Health & Safety Plan |  | Note
17/2B | All costs are to include for design, shop drawings, samples, maintenance instructions, fabrication, supply and installation.
FITTINGS: Fittings, Equipment and Furniture
Fittings
Built-in Kitchen units; Continuous countertop to be installed Bushboard Ltd. Omega or similar; include plinth, base, cupboards, doors, drawers, corners, wall cupboards, shelves and worktop; System manufacturer to be Contractor's proposal; All in accordance with Architects Drawings and Specification Ss_40_45_37_45
| Worktop, Base Unit & Overhead Storage Units as per Drawing DR-A-4040 |  | noid
17/2C | ^^Kitchen; Overall length 5463mm; 'L' shape on plan; 2698mm & 2765mm long |  | nr
17/2D | ^^Kitchen; fridge/freezer space; overall length 2030mm long |  | nr
17/2E | ^^^^extra over for towel rails; Dolphin DP7602 Presitge Chrome Nickel Steel 450mm long |  | nr
17/2F | ^^Allow for workshop drawings for approval |  | Item
17/2G | ^^Allow for samples |  | Item
17/2H | ^^^^WHITE GOODS NOT INCLUDED. Cooker and appliances by tenant |  | Note
Sink & taps
Kitchen Sink; Anderson GEC Ltd. Ref. 1S11L or equivalent inset sink with wras approved taps (msd. sep.); inset stainless steel sink and single drainer complete with 1 taphole mixer, 1/2 basket strainer waste; 38mm chrome plated waste outlet; chain and overflow; bowl size 450mm x 360mm x 180mm; including plug and chain; including fitting into worktops; include for all works necessary to complete; all to be fitted in strict accordance with the manufracturer's instructions, refer to Architects Drawings and Specification
17/3A | ^^Overall size 998mm x 500mm |  | nr
17/3B | ^^Wras approved taps; thermostatic mixer tap to BS EN 200; chrome plated |  | nr
MECHANICAL INSTALLATIONS: Generally
Baumatic Tel06ss telescopic Hood or similar approved with stainless steel chimney extender to conceal all ventilation ductwork up to ceiling level; brushed stainless steel finish; 530m3/h; 3 speed with lighting; removeable grease filter; refer to Architects Drawings and Specification
Extractor fan
17/3C | ^^600mm wide x 400mm deep x 675 - 1030mm adjustable height |  | nr
Other Items
17/4A | Provide here for all labour, materials, plant and other items not specifically mentioned above but which, in the tenderers opinion, are inferred from the works requirements documents as being necessary for the proper execution and completion of the works (List Items Below) |  | Item
(74) SANITARY FITTINGS
SANITARY FITTINGS
Generally
INFORMATION
17/4B | For a detailed description of materials and workmanship, contractors are to refer to both the Architectural & Engineering Specification documents. |  | Note
17/4C | Provide for constructing and subsequent demolition and disposal of samples, relative to the works included in this element, in accordance with the requirements of the relevant specification |  | Item
DRAWINGS
17/4D | For layout and elevations refer to Architectural & Structural Plans and Elevations. |  | Note
NOTES
17/4E | The Pricing Document is not a specification document. The Contractor must refer to the Designers Drawings and Specifications for full specification notes and details of the scope of works. The Contractor is deemed to have examined the drawings and read the specifications and included for same within his tender rates in the Pricing
17/5A | The Contractor's attention is drawn to the Architect's Specification, Engineer's Specification and the specification notes on the tender drawings. The requirements set out in these documents shall be deemed to be included within the Contractor's tendered rates
17/5B | All works to be carried out in accordance with the Project Drawings, Specifications and Preliminary Health & Safety Plan |  | Note
17/5C | All costs are to include for design, shop drawings, samples, maintenance instructions, fabrication, supply and installation.
FITTING, EQUIPMENT AND FURNITURE: Fitting, Equipment and Furniture
Supply and fix the following fittings, as specified, fixed in accordance with the manufacturers instructions. All items listed under each heading on the Schedule Of Sanitary Ware are deemed to be included
WC
17/5D | ^^WC and Cistern; Ideal Standard T3280 Tempo Close Coupled WC Suite or similar approved to BS EN 997; vitreous china; all as Architects Drawing |  | nr
17/5E | ^^Doc-M WC pack; Ideal Standard Contour 21 or similar approved to Part M; to BS EN 997; grabrails and seats to have 30LRV contrast; vitreous china; include wash basin, taps, dropdown rails, grabrails, connections kits traps and the like; all as Architects Drawing |  | nr
Washbasin (WHB)
17/6A | ^^Washbasin (WHB) Type A; Ideal Standard T0597 Tempo white round 350mm wash basin or similar approved to BS EN 14688; include traps connections and the like; all as Architects Drawing & Spec. |  | nr
17/6B | ^^Pedestal; Ideal Standard or similar approved E0015 full pedestal to match |  | nr
17/6C | ^^Taps; Thermostatic mixer tap to BS EN 200; chrome plated finish; 4L/m at 3 Bar |  | nr
Shower Kit
17/6D | ^^Doc-M Shower pack; Ideal Standard or similar approved; all as per Architect's Drawing & Spec. |  | nr
17/6E | ^^shower seat to suit |  | nr
Bathroom Fiittings; as per Architects Specification
17/6F | ^^Shower curtain rails; corner shower 'L' shape; Hafele or similar Ref. 980.77.398 with 980.77.346 |  | nr
17/6G | ^^Towel Rail; Dolphin DP7602 Presitge Chrome Nickel Steel 450mm long |  | nr
17/6H | ^^Heated Towel Rail - include for this in M&E section |  | Note
17/6J | ^^Soap Holder |  | nr
17/6K | ^^Toilet Roll Holder; Dolphin BC 266 or similar |  | nr
17/6L | ^^Toilet brush holder; Dolphin or similar |  | nr
17/6M | ^^Coat hooks; Dolphin or similar |  | nr
17/6N | ^^Stainless steel shelf; 400mm long; Dolphin BC750 or similar |  | nr
17/7A | ^^Stainless steel corner shower shelf; Dolphin BC753 or similar |  | nr
17/7B | ^^Grab Rails; Hafele 980.77.631; 460mm long |  | nr
Glazing
Special Glazing
Mirrors
Toughened glass silvering quality wall mounted mirrors as specified on Architects Drawing
17/7C | ^^500 x 1000 mm |  | nr
Other Items
17/7D | Provide here for all labour, materials, plant and other items not specifically mentioned above but which, in the tenderers opinion, are inferred from the works requirements documents as being necessary for the proper execution and completion of the works (List Items Below) |  | Item
(76) STORAGE, SCREENING FITTINGS
(76) STORAGE, SCREENING & FITTINGS
Generally
INFORMATION
18/1A | For a detailed description of materials and workmanship, contractors are to refer to both the Architectural & Engineering Specification documents. |  | Note
18/1B | Provide for constructing and subsequent demolition and disposal of samples, relative to the works included in this element, in accordance with the requirements of the relevant specification |  | Item
DRAWINGS
18/1C | For layout and elevations refer to Architectural & Structural Plans and Elevations. |  | Note
NOTES
18/1D | All works to be carried out in accordance with the Project Drawings, Specifications and Preliminary Health & Safety Plan |  | Note
18/1E | All costs are to include for design, shop drawings, samples, maintenance instructions, fabrication, supply and installation.
WOODWORK: Composite Items
Store Shelving
18/2A | ^^The Contractor is to include for forming five tiers of 19mm x 44mm spar shelving 70 mm deep, 25mm apart, the full depth of hotpress, carried on 19mm x 44mm chamfered cleats secured to walls or on 38mm x 75mm bearers. Shelving to be planed smooth and neatly fixed. As per drg; Store; 1200 x 820mm |  | nr
Other Items
18/2B | Provide for all labour, materials, plant and all items which in the tenderers opinion are not specifically allowed for in this section of the works but which can be reasonably inferred from the works requirements as being necessary for the execution and completion of the works. - (List items below) |  | Item
Subtotal
Adjustment |  |  |  |  | 0
VAT
Total

## Trade Breakup Showing Markup
Bill Ref. | Description | Quantity | Unit | Rate | Markup (%) | Total
(90) DEMOLITION & ALTERATION
Demolition and Alterations: Demolition
Generally
INFORMATION
1/1A | For a detailed description of materials and workmanship, contractors are to refer to both the Architectural & Engineering Specification documents. |  | Note
DRAWINGS
1/1B | For layout and elevations refer to Architectural & Structural Plans and Elevations. |  | Note
NOTES
1/1C | The Pricing Document is not a specification document. The Contractor must refer to the Designers Drawings and Specifications for full specification notes and details of the scope of works. The Contractor is deemed to have examined the drawings and read the specifications and included for same within his tender rates in the Pricing
1/1D | All works to be carried out in accordance with the Project Drawings, Specifications and Preliminary Health & Safety Plan |  | Note
1/1E | The Contractor's attention is drawn to the Architect's Specification, Engineer's Specification and the specification notes on the tender drawings. The requirements set out in these documents shall be deemed to be included within the Contractor's tendered rates
Demolition and Alterations: Demolition
General Clearance
1/2A | ^^Remove all waste, desbris, loose items, furniture and the like from the existing dayhouse |  | Item
Demolition and Alterations: Alterations
Cutting
1/2B | Openings in external walls; 380mm thick; as per DOBA Engineers drawing S-0053
1/2C | ^^Carefully cut-out and break opening in existing wall for new door opening; making good; temporary propping; temporary works design; structural opening in cavity wall; insert new lintels; 1010 x 2110mm |  | nr
Openings in internal walls; 240mm thick; as per DOBA Engineers drawing S-0053
1/2D | ^^Carefully cut-out and break opening in existing internal wall for new door openings; making good; temporary propping; temporary works design; insert new lintels; 2400 x 2110mm |  | nr
1/2E | ^^Carefully cut-out and break opening in existing wall for new door opening; making good; temporary propping; temporary works design; structural opening in 380mm thick cavity wall; insert new lintels; 2600 x 2110mm |  | nr
existing cill
1/2F | ^^carefully cutting projection off existing precast concrete cill; making good |  | m
Removing
1/3A | ^^existing windows; cills and linings in prepartion for building up opening; 600 x 600mm |  | nr
1/3B | ^^existing external door and frame; remove threshold and linings in preparation for building up opening; 600 x 600mm |  | nr
1/3C | Fixtures and fittings to each Dayhouse; cupboards, counters, appliances and the like |  | nr
1/3D | Mechanical installation; disconnect and isolate and remove where required; each Dayhouse |  | nr
1/3E | Electrical installation; disconnect and isolate and remove where required; each Dayhouse |  | nr
1/3F | Floor finishes; including glue and adhesive |  | m2
1/3G | Ceiling finishes |  | m2
1/3H | Grind existing floor to remove residue |  | m2
1/3J | Partitions including finishes each side; framing noggings and the like; make good walls, floor & ceiling; 2500mm high |  | m
Building up
Openings in existing wall; 380mm thick
1/3K | ^^window opening; toothing in new blockwork every second course as per Engineers drawing; making good; 600 x 600mm |  | nr
1/3L | ^^door opening; toothing in new blockwork every second course as per Engineers drawing; making good; 1000 x 2100mm |  | nr
1/3M | ^^blocking up existing chimneys as per Architects Spec. |  | nr
1/4A | ^^Top Hat type flashing to existing chimney pot |  | nr
Breaking off existing plaster from walls; scabbling to form key; making good
1/4B | ^^Over 300mm wide |  | m2
1/4C | ^^Not exceeding 300mm wide |  | m
(21) EXTERNAL WALLS
EXTERNAL WALLS
Generally
INFORMATION
2/1A | For a detailed description of materials and workmanship, contractors are to refer to both the Architectural & Engineering Specification documents. |  | Note
2/1B | Provide for constructing and subsequent demolition and disposal of samples, relative to the works included in this element, in accordance with the requirements of the relevant specification |  | Item
DRAWINGS
2/1C | For layout and elevations refer to Architectural & Structural Plans and Elevations. |  | Note
NOTES
2/1D | The Pricing Document is not a specification document. The Contractor must refer to the Designers Drawings and Specifications for full specification notes and details of the scope of works. The Contractor is deemed to have examined the drawings and read the specifications and included for same within his tender rates in the Pricing
2/1E | All works to be carried out in accordance with the Project Drawings, Specifications and Preliminary Health & Safety Plan |  | Note
2/1F | All costs are to include for design, shop drawings, samples, maintenance instructions, fabrication, supply and installation.
2/2A | The Contractor's attention is drawn to the Architect's Specification, Engineer's Specification and the specification notes on the tender drawings. The requirements set out in these documents shall be deemed to be included within the Contractor's tendered rates
2/2B | All precast concrete goods to be installed in accordance with the manufacturers instructions
CONCRETE WORK; In-Situ Concrete
Unreinforced in-situ concrete Grade 30
Filling to back of cills
2/2C | ^^Cross-sectional area < or = 0.10m2 |  | m3
Formwork
Class A formwork to edge of filling to window cill
2/2D | ^^< or = 250mm high; to back cills |  | m
CONCRETE WORK; Precast Concrete
Precast Concrete; Concrete grade 35 in the following precast units with a fair finish on all surfaces, bed and point in gauged mortar:
Precast concrete sills; overall size as follows ; once rebated ; once throated ; splayed edge lay on dpc ; bedded in mortar;Precast Concrete Cills; pre-tensioned; standard or stock pattern units; including 25mm insulation backing; dpc turned up at back and sides; Kilsaran or similar approved
2/2E | ^^^220 x 155 mm high |  | m
BRICKWORK AND BLOCKWORK: Brickwork and Blockwork
BRICKWORK AND BLOCKWORK: Ancillaries to Blockwork/Brickwork
Blockwork
Wall Cavity with pumped insulation
^^pumped cavity insulation to existing wall cavity; Kingspan Ecobead Platinum or similar; bead insulation to achieve 0.035 conductivity min.; U-Value of wall including finishes to be 0.176; repair all drilling holes; All in strict accordance with Architects Specification;
2/3A | ^^50mm cavity |  | m2
Closing cavities
Close top of cavity with single course of blockwork laid flat: bedding and jointing in guaged mortar
2/3B | ^^150 mm wide.; Horizontal |  | m
2/3C | ^^150 mm wide; Sloping |  | m
150mm wide cavity closer Kingspan Thermabate or equivalent; Thermal conductivity 0.034 W/mK all in strict accordance with Architects Specification
2/3D | ^^Set at jambs & heads |  | m
Damp Proof Courses
Damp proof course; I.S. 57; Hyload Pluvex DPC or equivalent; 150mm laps; no allowance in measurements for laps.
2/3E | ^^Vertical set at jambs; 150mm wide |  | m
2/3F | ^^Vertical set at heads; 150mm wide |  | m
2/4A | ^^Horizontal under and at back of cill; 700 girth |  | m
Sundries
Form ope in 100mm thick outer leaf of cavity wall for ESB meter box
2/4B | ^^490 x 690mm high |  | nr
Form ope in 100mm thick outer leaf of cavity wall for Telecom box: include precast concrete lintels
2/4C | ^^220 x 300mm high |  | nr
Barriers
Insulation with path of minimum thermal resistance through the insulation of not less than 4.00M2K/W, fixed in cavity all as per manufacturers instructions.
2/4D | ^^140 mm high to back of window cills |  | m
Ventilating Ducts
2/4E | ^^Form or leave opening in 350 mm cavity wall, with 2 No 100 mm block skin. Provide and build in 215 mm diameter telescopic cavity liner unit, 225 x 225 mm hit and miss grill fixed with galvanised screws, internal baffels to reduce light and sound, plugged to blockwork and bedded in guaged mortar (1:1:6) and 225 x 225mm adjustable pvc grill and fly screen fixed with brass screws plugged to blockwork, all as Architects Specification. |  | nr
Airtight Detail: In strict accordance with the Architects Specification.
Airtightness Siga Corvum 12/48, or equivalent, taping around door and window opes, sealed, accordance with the manufacturers instructions, to achieve airtightness of 0.25 m3/(mh)
2/5A | ^^Reveals |  | m
Airtightness Siga Rissan 100, or equivalent, taping at junctions of walls to floors, sealed, accordance with the manufacturers instructions, to achieve airtightness of 0.25 m3/(mh)
2/5B | ^^Floor junction abutting external wall |  | m
2/5C | ^^Junction at eave level |  | m
2/5D | ^^Junction abutting partitions / external wall |  | m
STEELWORK: Structural
Entrance Canopy
2/5E | Point fixed Entrance Canopy as per Specification Ss_30_40_34_60; PPC aluminium clad all around in RAL 7001; galvanised and powdercoated frame; contractor designed element including fixings to wall |  | each
2/5F | ^^1100 x 760 x 150 deep |  | Item
Other Items
2/5G | Provide here for all labour, materials, plant and other items not specifically mentioned above but which, in the tenderers opinion, are inferred from the works requirements documents as being necessary for the proper execution and completion of the works |  | Item
(22) INTERNAL WALLS, PARTITIONS
INTERNAL WALLS
Generally
INFORMATION
3/1A | For a detailed description of materials and workmanship, contractors are to refer to both the Architectural & Engineering Specification documents. |  | Note
3/1B | Provide for constructing and subsequent demolition and disposal of samples, relative to the works included in this element, in accordance with the requirements of the relevant specification |  | Item
DRAWINGS
3/1C | For layout and elevations refer to Architectural & Structural Plans and Elevations. |  | Note
NOTES
3/1D | The Pricing Document is not a specification document. The Contractor must refer to the Designers Drawings and Specifications for full specification notes and details of the scope of works. The Contractor is deemed to have examined the drawings and read the specifications and included for same within his tender rates in the Pricing
3/1E | The Contractor's attention is drawn to the Architect's Specification, Engineer's Specification and the specification notes on the tender drawings. The requirements set out in these documents shall be deemed to be included within the Contractor's tendered rates.
3/2A | All works to be carried out in accordance with the Project Drawings, Specifications and Preliminary Health & Safety Plan |  | Note
3/2B | All costs are to include for design, shop drawings, samples, maintenance instructions, fabrication, supply and installation.
WOODWORK: Structural & First Fixings
First Fixings
head Plate
3/2C | ^^100 x 75mm to head of partition walls; fixed to existing timber joists |  | m
Accessories
3/2D | ^^Galvanised steel L straps 2.5 x 30 x 1200mm long, screwed to wall plate and fixed to partiton wall with 12 x 50mm wood screws. |  | nr
FLOOR, WALL AND CEILING FINISHES: Stud Partitions
Stud Partitions
Gypsum board partition systems Type B; 75mm timber stud frame at 400mm centres; 12.5mm Gyproc Wallboard with plaster skim finish; Acoustic insulation roll to cavity; All in strict accordance with Architects Specification Ss_25_10_30_35
3/2E | ^^2490mm high |  | m
3/2F | ^^^^Extra for 12.5mm Moisture resistant plasterboard |  | m2
3/2G | ^^^^^Angles |  | nr
3/2H | ^^^^^Abutments to other work |  | nr
3/2J | ^^^^^Extra for forming ope 946 mm x 2110 mm |  | nr
Gypsum board partition systems Type C; 30 Minute Fire Rated Partition; 75mm timber stud frame at 400mm centres; 12.5mm Fireline plasterboard each side with plaster skim finish; Acoustic insulation roll to cavity; Intumescent mastic to junctions; resilient bars and the like; All in strict accordance with Architects Specification & drawing A-5012
3/3A | ^^2490 mm high |  | m
3/3B | ^^2490mm high; service void one side only; boxing out services (Kitchen) |  | m
3/3C | ^^^^^Extra for forming ope 1050 mm x 2110 mm |  | nr
3/3D | ^^^^^Abutments to other work |  | nr
3/3E | ^^Allow for all fire proofing details as per drawing A-5012 |  | Item
Gypsum board partition systems Type D; 60 Minute Fire Rated Partition; 75mm timber stud frame at 400mm centres; 2 layers of 15mm Fireline plasterboard each side with plaster skim finish; Acoustic insulation roll to cavity; Intumescent mastic to junctions; resilient bars and the like; All in strict accordance with Architects Specification & drawing A-5013
3/3F | ^^2490 mm high |  | m
3/3G | ^^^^^Extra for forming ope 1110 mm x 2110 mm |  | nr
3/3H | ^^^^^Angles |  | nr
3/3J | ^^^^^Abutments to other work |  | nr
3/3K | ^^Allow for all fire proofing details as per drawing A-5013 |  | Item
Gypsum board partition systems; 60 Minute Fire Rated Partition; 75mm timber stud frame at 400mm centres; 2 layers of 15mm Fireline plasterboard one side with plaster skim finish; fixing into web of steel beams; All in strict accordance with Architects Specification & drawings
3/4A | ^^boxing out either side of steel beams; 250mm high |  | m
Other Items
3/4B | Provide here for all labour, materials, plant and other items not specifically mentioned above but which, in the tenderers opinion, are inferred from the works requirements documents as being necessary for the proper execution and completion of the works (List Items Below) |  | Item
(27) ROOFS
ROOF
Generally
INFORMATION
4/1A | For a detailed description of materials and workmanship, contractors are to refer to both the Architectural & Engineering Specification documents. |  | Note
DRAWINGS
4/1B | For layout and elevations refer to Architectural & Structural Plans and Elevations. |  | Note
Notes
4/1C | The Pricing Document is not a specification document. The Contractor must refer to the Designers Drawings and Specifications for full specification notes and details of the scope of works. The Contractor is deemed to have examined the drawings and read the specifications and included for same within his tender rates in the Pricing
4/1D | The Contractor's attention is drawn to the Architect's Specification, Engineer's Specification and the specification notes on the tender drawings. The requirements set out in these documents shall be deemed to be included within the Contractor's tendered rates.
4/1E | All works to be carried out in accordance with the Project Drawings, Specifications and Preliminary Health & Safety Plan
4/2A | All costs are to include for design, shop drawings, samples, maintenance instructions, fabrication, supply and installation.
WOODWORK: Structural & First Fixings
Carcassing
Pitched roofs:
Sawn white deal, vacuum presure impregnated, stress graded C16
4/2B | ^^150 x 44 mm (Rafters) |  | m
4/2C | ^^150 x 44 mm (Noggings/Gable Ladder) |  | m
Water tank supports
4/2D | ^^115 x 44 mm spreader beam |  | m
4/2E | ^^175 x 44 mm secondary bearer |  | m
4/2F | ^^115 x 44 mm primary bearer |  | m
First Fixings
Boarding & Sheeting
25mm thick Marine plywood; laid on timber joists
4/2G | ^^Exceeding 300mm wide, Attic storage area. |  | m2
4/2H | ^^Unilin XT/walk-R or similar attic decking system |  | m2
4/2J | ^^handrail to perimeter of walk way |  | m
WOODWORK: Ironmongery, Accessories and Sundries
Insulating materials
Thermal: 400mm glass wool insulation; ISOVER Metac 034 or similar; U-value 0.11W/m.k; as per Architects Specification
4/3A | ^^400mm thick in 2 layers overlapped & perpendicular |  | m2
Thermal: mineral wool slab insulation; Rockwool Fire Barrier slab or similar; as per Architects Specification
4/3B | ^^100mm thick (eaves 500mm wide) |  | m2
Accessories
4/3C | ^^Galvanised steel L straps 5 x 30 x 900mm long min at 1800mm centres, screwed to wall plate and fixed with 3 Nr. fixings to block wall with HPS nylon plug anchors. |  | nr
Other Items
4/3D | Provide here for all labour, materials, plant and other items not specifically mentioned above but which, in the tenderers opinion, are inferred from the works requirements documents as being necessary for the proper execution and completion of the works (List Items Below) |  | Item
(28) FRAME
FRAME
STRUCTURAL STEEL
Structural Steel Grade S275; including connections, bolts and welds; building into blockwork; CE marking; all in accordance with the Engineer's Specification & Drawing S-0101
Fabricated members, primary steelwork
Beams
5/1A | ^^50kg /m (203UC 46) |  | t
Fire Protection Coatings
Shot blasted and primed; prepare and apply intumescent coating; 1 hour fire resistance
5/1B | ^^all surfaces of steel members |  | m2
Bolts
5/1C | M20 Grade 8.8 |  | nr
CONCRETE WORK; Precast Concrete
Precast Concrete; Concrete grade 35 in the following precast units with a fair finish on all surfaces, bed and point in gauged mortar:
Padstones; precast concrete in strict accordance with Engineers Specification & Drawings
5/1D | ^^450 x 215 x 215mm |  | each
(31) EXTERNAL WALLS COMPLETIONS
EXTERNAL WALL COMPLETIONS
Generally
INFORMATION
6/1A | For a detailed description of materials and workmanship, contractors are to refer to both the Architectural & Engineering Specification documents. |  | Note
6/1B | Provide for constructing and subsequent demolition and disposal of samples, relative to the works included in this element, in accordance with the requirements of the relevant specification |  | Item
DRAWINGS
6/1C | For layout and elevations refer to Architectural Plans, Details and Schedules. |  | Note
NOTES
6/1D | The Pricing Document is not a specification document. The Contractor must refer to the Designers Drawings and Specifications for full specification notes and details of the scope of works. The Contractor is deemed to have examined the drawings and read the specifications and included for same within his tender rates in the Pricing
6/1E | The Contractor's attention is drawn to the Architect's Specification, Engineer's Specification and the specification notes on the tender drawings. The requirements set out in these documents shall be deemed to be included within the Contractor's tendered rates
6/2A | All works to be carried out in accordance with the Project Drawings, Specifications and Preliminary Health & Safety Plan
6/2B | This element has been measured from the relevant Architect's Drawings together with Engineers Drawings. |  | Note
6/2C | Dimensions provided are indicative, all dimensions should be measured on-site and agreed with the Architect/Employers Representative, before manufacturing begins. |  | Note
6/2D | The window system must have the following test certificates available for inspection: Air filtration BS 5368 Part 1, Water penetration BS 5368 Part 2; Wind resistance BS 5368 Part 3; Weather tightness BS 6375 Part 1.Safety glazing in accordance with BS 6262 Part 4. The test procedures are based on British standards, but may be altered prior to testing to meet European standards and procedures. |  | Note
6/2E | Where Permavents are outlined, these are to comply with Architects Specifications and achieve a minimum Air Tightness as specified. |  | Note
6/2F | The window unit rates shall include for selected colour powder coated proprietary aluminium cills, include jointing sleeves, intermediate fixing clips, corner clips, silicone sealant and galvanised steel brackets in accordance with the Architect's Specifications. |  | Note
6/2G | All costs are to include for design, shop drawings, samples, maintenance instructions, fabrication, supply and installation.
WOODWORK: Boarding and Second Fixings
Softwood Window board - red deal, matched for grain and colour; plugged screwed and pelleted at 450mm centres, 40 x 25 mm rebated softwood cap piece; including treated softwood grounds and mastic sealing; all as per Architect's Specification
Window boards; exposed edge bullnosed
6/3A | ^^250 x 30 mm thick |  | m
Concrete Cills
Concrete Cills; as per Architects Specification and manufactures recommendations
6/3B | ^^ Kilsaran or similar approved Refer to detail drawings. 100mm leading edge |  | m
METALWORK: Non-Structural
Composite Items
External triple glazed Alu Clad windows to achieve max 1.4 W/m2K u-value in accordance with TGDL. Background and purge ventilation to be provided in line with TGDF. Triple glazed alu-clad windows; laminated safety glass; Refer to specification system clause Ss_25_30_95
Windows, refer to Architects Schedule for details
6/3C | ^^Window; 685 x 610mm high ref W/D/01, 06, 07, 08 Type H |  | nr
6/3D | ^^Window; 1248 x 1210mm high ref W/D/02, 03, 04, 05 Type I |  | nr
Doors; Composite entrance doors; triple glazed sidelights and inserts; U-value not exceeding 1.4W/m2K; 'High Security impact resistant to EN 1627; Hafele or similar ironmongery with inclusive design to BS 8300-2; Samples to be provided for review; all as per Specification Ss_25_30_20_30 Frame and door leaf systems
6/4A | Allow for toughened laminated safety glass in Caretaker unit windows and doors |  | Note
6/4B | ^^Single leaf door and frame; six glazed panels over locking rail; solid bottom panel; 1010 x 2110mm high ref ED/A/01 & 02, Type A |  | nr
WOODWORK: Ironmongery, Accessories and Sundries
Supply and fit the following ironmongery in accordance with Architects Specification
Door Number
6/4C | ^^SS door number fixed in accordance with manufactures instructions, to Architects approval. |  | nr
6/4D | ^^Rottner Tarvis Steel Letter Box or similar approved; bolted to wall |  | nr
PAINTING AND DECORATING: Painting
Second Fixings
Prepare and apply one coat of aluminium type 2 wood primer, one undercoat of Crown Trade Next Generation Plus and two finishing coats of Crown Trade Next Generation Plus Gloss (White), or equivalent, per Architects Specification on the following wood surfaces:
6/5A | ^^Windowboards; not exceeding 300mm girth |  | m
Other Items
6/5B | Provide here for all labour, materials, plant and other items not specifically mentioned above but which, in the tenderers opinion, are inferred from the works requirements documents as being necessary for the proper execution and completion of the works (List Items Below) |  | Item
(32) INTERNAL WALLS COMPLETIONS
INTERNAL WALL COMPLETIONS
Generally
INFORMATION
7/1A | For a detailed description of materials and workmanship, contractors are to refer to both the Architectural & Engineering Specification documents. |  | Note
7/1B | Provide for constructing and subsequent demolition and disposal of samples, relative to the works included in this element, in accordance with the requirements of the relevant specification |  | Item
DRAWINGS
7/1C | For layout and elevations refer to Architectural Plans, Details and Schedules. |  | Note
NOTES
7/1D | The Pricing Document is not a specification document. The Contractor must refer to the Designers Drawings and Specifications for full specification notes and details of the scope of works. The Contractor is deemed to have examined the drawings and read the specifications and included for same within his tender rates in the Pricing
7/1E | The Contractor's attention is drawn to the Architect's Specification, Engineer's Specification and the specification notes on the tender drawings. The requirements set out in these documents shall be deemed to be included within the Contractor's tendered rates
7/2A | All works to be carried out in accordance with the Project Drawings, Specifications and Preliminary Health & Safety Plan
7/2B | All costs are to include for design, shop drawings, samples, maintenance instructions, fabrication, supply and installation. |  | Note
WOODWORK: Boarding and Second Fixings
Second Fixings
Architrave; Red Deal; Refer to Architects Specification
7/2C | ^^75 x 19mm; one edge bullnosed |  | m
WOODWORK: Composite Items
Composite Items
| Refer to Architects Drawing for Door Types and Architects Specification. |  | noid
| Refer to the construction details, for sizes and profiles of members, construction of door leafs and frames, glazing specification, vision panels and the like. |  | noid
| The unit rates are to allow for door leaves, frame jambs and head, door stops, mullions, transomes, fanlights, glazing beads, glazing, fixing to blockwork and sealing in accordance with the Specification and Drawings. All doors are to include a flexible vinyl seal rebated into the door frames to achieve a sound reduction value of 30 dB unless otherwise stated. |  | noid
| Seal junction of FD30S/FD60s frame and structure with Intucaulk, or equivalent, intumescent mastic pointing in selected colour to form a 3 x 10 mm sealed joint with fair concave edge. |  | noid
| Drill fix door/screen frame to blockwork wall with Hilti HT 10/132, or equivalent, galvanised steel frame anchor bolts, countersink and pellet. |  | noid
Doors with associated frames
Solid core flush doors or equivalent, 44 -55 mm thick; 12 mm hardwood edging; include for wrought red deal door frame, fixed to ope at 450 mm centres, refer to Drawings; all in strict accordance with Architects Specification
Single leaf solid doors and associated frame set
7/3A | ^^Type A_UD; Single door set to suit structural ope size 1050 x 2110mm |  | nr
7/3B | ^^Type A; single door set to suit structural ope size 946 x 2110mm |  | nr
7/3C | ^^Type D1; FD30S Fire Rated door & frame;intumescent fire and smoke seals; fire sealed frame; to suit structural ope size 1050 x 2110mm |  | nr
7/3D | ^^Type D2; FD60S Fire Rated double doors & frame; intumescent fire and smoke seals; fire sealed frame; to suit structural ope size 1110 x 2110mm (Utility & Store/Manifold) |  | nr
WOODWORK: Ironmongery, Accessories and Sundries
Supply and fit the following ironmongery in accordance with Architects Specification.
Ironmongery Set, fixed to timber doors, comprising:All Ironmongery to comply with BS 8300-2:2018 Design of an accessible and inclusive built environment. Buildings - code of practice; Samples to be provided for review; Refer to Drawing A-6011 for internal door ironmongery details
7/4A | ^^102x76mm grade 13 BS EN 1935 Ball Bearing BUTT HINGE, staggered hole pattern as per Architects Specification |  | nr
7/4B | ^^25 mm Typical Internal lock, Latchbolt operated by lever handles conforms to BS EN 12209, as per Architects Specification. |  | nr
7/4C | ^^135 mm pull handle Satin anodised, Sprung, for use with standard duty, as per Architects Specification |  | nr
7/4D | ^^Typical internal door escutcheon, as per Architects Specification. |  | nr
7/4E | ^^Typical bathroom /wc door lock, as per Architects Specification. |  | nr
7/4F | ^^49 mm Typical floor mounted door stop(all internal doors), as per Architects Specification. |  | nr
7/4G | ^^63 mm tublar mortice latch with zic plated fore-end and striking plate and reversible refer to Architects Specification |  | nr
7/4H | ^^Set of sprung lever action handles on a rose and disabled thumb turn and release for Architects approval |  | nr
7/5A | ^^door closers; Perkpmatic; Latched Single Acting Door (to fire rated doors) |  | nr
PAINTING & DECORATING; Painting
Second Fixings
Prepare and apply one coat of aluminium type 2 wood primer, one undercoat of Crown Trade Next Generation Plus and two finishing coats of Crown Trade Next Generation Plus Gloss (White), or equivalent, per Architects Specification, on the following wood surfaces:
7/5B | ^^Not exceeding 300 mm wide |  | m
General Surfaces
Prepare and apply one coat of aluminium type 2 wood primer, one undercoat of Crown Trade Next Generation Plus and two finishing coats of Crown Trade Next Generation Plus Gloss (White), or equivalent, per Architects Specification N, on the following wood surfaces:
7/5C | ^^Door; exceeding 300 mm wide |  | m2
7/5D | ^^Frames; not exceeding 300 mm wide |  | m
Other Items
7/5E | Provide here for all labour, materials, plant and other items not specifically mentioned above but which, in the tenderers opinion, are inferred from the works requirements documents as being necessary for the proper execution and completion of the works (List Items Below) |  | Item
(37) ROOF COMPLETIONS
ROOF COMPLETIONS
Generally
INFORMATION
8/1A | For a detailed description of materials and workmanship, contractors are to refer to both the Architectural & Engineering Specification documents. |  | Note
8/1B | Provide for constructing and subsequent demolition and disposal of samples, relative to the works included in this element, in accordance with the requirements of the relevant specification |  | Item
DRAWINGS
8/1C | For layout and elevations refer to Architectural & Structural Plans and Elevations. |  | Note
NOTES
8/1D | The Pricing Document is not a specification document. The Contractor must refer to the Designers Drawings and Specifications for full specification notes and details of the scope of works. The Contractor is deemed to have examined the drawings and read the specifications and included for same within his tender rates in the Pricing
8/1E | The Contractor's attention is drawn to the Architect's Specification, Engineer's Specification and the specification notes on the tender drawings. The requirements set out in these documents shall be deemed to be included within the Contractor's tendered rates
8/2A | All works to be carried out in accordance with the Project Drawings, Specifications and Preliminary Health & Safety Plan |  | Note
8/2B | All costs are to include for design, shop drawings, samples, maintenance instructions, fabrication, supply and installation.
METALWORK: Non Structural
Premier loft ladders ltd or similar approved; Isotec fire resistant loft ladder; three part folding apperture size(lxw) 1200x600mm bespoke; 30 minutes fire rating seamless hatch door; ladder box dimensions 680x1186mm; including additional handrail, LXH ceiling surround, LXL loft balustrade, LXB; 1x suprreme heavy duty retractable ladder; Hatchdoor to be 30 minute fire rated; floor to ceiling height 2501-2790mm; Power coated finish to aluminium ladder and additional telescopic handrail security lock; loft ladder to be fitted in accordance with the manufacturers and in accordance with the Architects drawings and specifications; the contractor is to allow for forming the attic hatch, painting of architrave and attic hatch and makinig good on completion including providing a operating manual
Access Hatch
8/2C | ^^1300 x 600mm |  | nr
Other Items
8/3A | Provide here for all labour, materials, plant and other items not specifically mentioned above but which, in the tenderers opinion, are inferred from the works requirements documents as being necessary for the proper execution and completion of the works (List Items Below) |  | Item
8/3B
(41) WALL FINISHES EXTERNALLY
WALL FINISHES EXTERNALLY
Generally
INFORMATION
9/1A | For a detailed description of materials and workmanship, contractors are to refer to both the Architectural & Engineering Specification documents. |  | Note
9/1B | Provide for constructing and subsequent demolition and disposal of samples, relative to the works included in this element, in accordance with the requirements of the relevant specification |  | Item
DRAWINGS
9/1C | For layout and elevations refer to Architectural Plans, Details & Elevations. |  | Note
Notes
9/1D | The Pricing Document is not a specification document. The Contractor must refer to the Designers Drawings and Specifications for full specification notes and details of the scope of works. The Contractor is deemed to have examined the drawings and read the specifications and included for same within his tender rates in the Pricing
9/1E | The Contractor's attention is drawn to the Architect's Specification, Engineer's Specification and the specification notes on the tender drawings. The requirements set out in these documents shall be deemed to be included within the Contractor's tendered rates
9/2A | All works to be carried out in accordance with the Project Drawings, Specifications and Preliminary Health & Safety Plan
9/2B | Plastering to comply with BS 8000; Part 10:1986 for workmanship.
9/2C | All costs are to include for design, shop drawings, samples, maintenance instructions, fabrication, supply and installation.
FLOOR WALL AND CEILING FINISHES: Finishings
Plastering Work
| Plastering to comply with BS 8000; Part 10:1986 for workmanship. |  | noidN
WALL FINISHES
Acrylic render on insulation to masonry wall externally; 18-20mm thick; K-Rend Silicone FT or similar; K-Rend R7 primer; HP12 base; Silicone FT final coat; fine textured finish; ACR 150; Freestyle Sandpebble fine 1mm aggregate; 50mm external rigid insulation on bedding compound with mechanical fixings; all in accordance with the manufacturers instructions & Architects Specification Ss_25_45_70_55 & Pr_80_77_76_65
Walls; to blockwork surfaces; externally
9/2D | ^^> 300mm wide |  | m2
Reveals; smooth; 20mm insulation; girth
9/2E | ^^< or = 150mm |  | m
Plinth; smooth; 25mm insulation; girth
9/2F | ^^150mm - 300mm |  | m
Sundries: Beads
"Expamet" or equal plaster beads; stainless steel; fixing with dabs of mortar
9/3A | ^^Angle Bead |  | m
9/3B | ^^Stop beads |  | m
Stainless steel, grade 304/S15; 'Expamet' by the Expanded Metal Company Limited or equal approved; to masonry.
9/3C | ^^Bellcast stop beads |  | m
Polyester powdercoated aluminium external window cill with insulation backing
9/3D | ^^fitted over existing concrete cill; 350mm girth; |  | m
Other Items
9/3E | Provide here for all labour, materials, plant and other items not specifically mentioned above but which, in the tenderers opinion, are inferred from the works requirements documents as being necessary for the proper execution and completion of the works (List Items Below) |  | Item
(42) WALL FINISHES INTERNALLY
WALL FINISHES INTERNALLY
Generally
INFORMATION
10/1A | For a detailed description of materials and workmanship, contractors are to refer to both the Architectural & Engineering Specification documents. |  | Note
10/1B | Provide for constructing and subsequent demolition and disposal of samples, relative to the works included in this element, in accordance with the requirements of the relevant specification |  | Item
DRAWINGS
10/1C | For layout and elevations refer to Architectural & Structural Plans and Elevations. |  | Note
NOTES
10/1D | The Pricing Document is not a specification document. The Contractor must refer to the Designers Drawings and Specifications for full specification notes and details of the scope of works. The Contractor is deemed to have examined the drawings and read the specifications and included for same within his tender rates in the Pricing
10/1E | The Contractor's attention is drawn to the Architect's Specification, Engineer's Specification and the specification notes on the tender drawings. The requirements set out in these documents shall be deemed to be included within the Contractor's tendered rates
10/2A | All works to be carried out in accordance with the Project Drawings, Specifications and Preliminary Health & Safety Plan |  | Note
10/2B | All costs are to include for design, shop drawings, samples, maintenance instructions, fabrication, supply and installation.
FLOOR, WALL AND CEILING FINISHINGS: In-situ finishes
Scud in cement and sand (1:3) and apply two coats of cement plaster thickness 12mm including scratch coat, finish with a neat gypsum plaster skim 3mm thick applied in accordance with BS 5492:2006; air tight layer; including for all scrims, stainless steel angles and stop beads; hilti fixed to blockwork, refer to Architects Specification
Walls; blockwork base
10/2C | ^^Over 300mm wide |  | m2
10/2D | ^^Not exceeding 300mm wide |  | m
FLOOR, WALL AND CEILING FINISHINGS: Tile, Slab or Mosiac finishes
Walls
Ceramic wall tiles to kitchen and bathroom areas. : Full colour range to be provided for selection prior to ordering. All in accordance with Architectural Specification
10/2E | ^^Over 300mm wide; (Bathroom & Accessible Shower) |  | m2
10/2F | ^^Over 300mm wide; (Kitchen) |  | m2
Tanking ;as per Architect's detail and specification
10/2G | over 300mm wide |  | m2
PAINTING AND DECORATING: Painting
Walls
Prepare and apply one initial coat, and two finishing coats of Crown Trade Clean Durable Acrylic Eggshell, or equivalent, all as per Architects Specification to Internal Walls:
10/3A | ^^Over 300mm wide |  | m2
10/3B | ^^Not exceeding 300mm wide; reveals |  | m
Other Items
10/3C | Provide for all labour, materials, plant and all items which in the tenderers opinion are not specifically allowed for in this section of the works but which can be reasonably inferred from the works requirements as being necessary for the execution and completion of the works. - (List items below) |  | Item
(43) FLOOR FINISHES
FLOOR FINISHES
Generally
INFORMATION
11/1A | For a detailed description of materials and workmanship, contractors are to refer to both the Architectural & Engineering Specification documents. |  | Note
11/1B | Provide for constructing and subsequent demolition and disposal of samples, relative to the works included in this element, in accordance with the requirements of the relevant specification |  | Item
DRAWINGS
11/1C | For layout and elevations refer to Architectural & Structural Plans and Elevations. |  | Note
NOTES
11/1D | The Pricing Document is not a specification document. The Contractor must refer to the Designers Drawings and Specifications for full specification notes and details of the scope of works. The Contractor is deemed to have examined the drawings and read the specifications and included for same within his tender rates in the Pricing
11/1E | The Contractor's attention is drawn to the Architect's Specification, Engineer's Specification and the specification notes on the tender drawings. The requirements set out in these documents shall be deemed to be included within the Contractor's tendered rates
11/2A | All works to be carried out in accordance with the Project Drawings, Specifications and Preliminary Health & Safety Plan |  | Note
11/2B | All costs are to include for design, shop drawings, samples, maintenance instructions, fabrication, supply and installation.
WOODWORK: Boarding and Second Fixings
Second fixings
Second fixings; softwood; plugged and screwed to walls; countersunk and pellated; 5mm groove to detail as per drawing A-5004
Skirtings
11/2C | ^^Skirtings; 150 x 19mm |  | m
Extra over for
11/2D | ^^Short lengths |  | nr
FLOOR, WALL AND CEILING FINISHINGS: Tile, Slab and Mosaic Finishes
Ceramic floor tiles to kitchen and bathroom areas; full colour range to be provided for selection prior to ordering; Mapei Ardsilex adhesive; All in accordance with Architectural Specification; tiles to have slip rating of R11; PTV rating 50 dry
Floors; to concrete base
11/2E | ^^600 x 600 x 11 mm thick (All Rooms) |  | m2
11/2F | ^^^Extra over for mosaic tile finish to level access shower; 50 x 50mm |  | m2
Clean, prepare and apply one coat of Ecoscreed PU Sealer, or equivalent, and two coats Dulux Trade Floorshield, or equivalent, finishing coats; applied in strict accordance with the manufacturers instructions; all as per Architect's Specification
Floors
11/3A | ^^Over 300mm wide; concrete base |  | m2
Roofing, Cladding and Waterproofing: Mastic Asphalt, Viscous Liquid Coatings, Waterproof and Gas Proof Non-Metal Flexible Sheet Coverings
Botaments wet room and shower tanking system or similar approved; as per Architect's detail and specification Ss_32_80_03_10
Tanking
11/3B | ^^horizontal; over 300mm wide |  | m2
PAINTING AND DECORATING
Prepare and apply one coat of aluminium type 2 wood primer, one undercoat of Crown Trade Next Generation Plus and two finishing coats of Crown Trade Next Generation Plus Gloss (White), or equivalent, per Architects Specification, on the following wood surfaces:
Skirtings
11/3C | ^^General surfaces not exceeding 300 mm wide |  | m
Other Items
11/4A | Provide here for all labour, materials, plant and other items not specifically mentioned above but which, in the tenderers opinion, are inferred from the works requirements documents as being necessary for the proper execution and completion of the works (List Items Below) |  | Item
(45) CEILING FINISHES
(45) CEILING FINISHES
Generally
INFORMATION
12/1A | For a detailed description of materials and workmanship, contractors are to refer to both the Architectural & Engineering Specification documents. |  | Note
12/1B | Provide for constructing and subsequent demolition and disposal of samples, relative to the works included in this element, in accordance with the requirements of the relevant specification |  | Item
DRAWINGS
12/1C | For layout and elevations refer to Architectural & Structural Plans and Elevations. |  | Note
NOTES
12/1D | The Pricing Document is not a specification document. The Contractor must refer to the Designers Drawings and Specifications for full specification notes and details of the scope of works. The Contractor is deemed to have examined the drawings and read the specifications and included for same within his tender rates in the Pricing
12/1E | The Contractor's attention is drawn to the Architect's Specification, Engineer's Specification and the specification notes on the tender drawings. The requirements set out in these documents shall be deemed to be included within the Contractor's tendered rates
12/2A | All works to be carried out in accordance with the Project Drawings, Specifications and Preliminary Health & Safety Plan |  | Note
12/2B | All costs are to include for design, shop drawings, samples, maintenance instructions, fabrication, supply and installation.
FLOOR WALL AND CEILING FINISHES: In-Situ Finishes
Plaster; Gyplite skim coat plaster; steel trowelled finish; 3mm thick; to plasterboard base
12/2C | ^^> 300mm wide; Horizontal |  | m2
12/2D | ^^^^^Moisture resistant board |  | m2
Making good and labour finishing skim coat around pipework 0.30 - 1.00m girth
12/2E | ^^300 - 1000mm girth |  | nr
FLOOR, WALL AND CEILING FINISHINGS: Board finishes
Suspended plasterboard ceiling Type B; 30 minute fire rated; 40mm thick battens fixed to the undersdie of timber trusses; 12.5mm Gyproc plasterboard; joints taped and jointed ready for skim finish (msd. Sep.); all in accordance with Architects Specification 30_25_10_10 and manufacturers instructions
Ceilings
12/2F | ^^Over 300mm wide; Horizontal |  | m2
Extra over for:
12/2G | ^^^^^Moisture resistant board |  | m2
12/2H | ^^^^^Fire sealing around cable penetrations |  | nr
12/3A | ^^^^^Fire sealing around light fittings including shroud; to ceiling rose |  | nr
12/3B | ^^^^^Fire sealing around light fittings including shroud; to ceiling mounted lumenaire |  | nr
12/3C | ^^^^^Fire sealing around smoke or heat alarms |  | nr
12/3D | ^^^^^Fire sealing around extractor ducting; 150mm diameter |  | nr
12/3E | ^^^^^Fire sealing around extract vents; 150 x 150mm |  | nr
Bulkhead; including additional framing; staircase areas
12/3F | ^^150mm high |  | m
Making good and labour finishing including jointing 12.5mm plasterboard around pipework
12/3G | ^^300 - 1000mm girth |  | nr
Air-tight Membrane
Airtightness Pro Clima Intello Plus, or equivalent, taping around door and window opes, sealed, accordance with the manufacturers instructions, to achieve airtightness of 0.35 m3/(mh) refer to Architects Specification
12/3H | ^^Ceilings over 300 mm wide |  | m2
PAINTING AND DECORATING: Painting
Internal Work
Prepare and apply one initial coat, and two finishing coats of Crown Trade Steractyl Mould Inhibiting Matt, or equivalent, all as per Architects Specification:
12/3J | ^^Girth over 300mm wide; to plaster base |  | m2
12/4A | ^^Girth less than 300mm wide; to plaster base |  | m
Other Items
12/4B | Provide here for all labour, materials, plant and other items not specifically mentioned above but which, in the tenderers opinion, are inferred from the works requirements documents as being necessary for the proper execution and completion of the works (List Items Below) |  | Item
(47) ROOF FINISHES
ROOF FINISHES
Generally
INFORMATION
13/1A | For a detailed description of materials and workmanship, contractors are to refer to both the Architectural & Engineering Specification documents. |  | Note
DRAWINGS
13/1B | For layout and elevations refer to Architectural & Structural Plans and Elevations. |  | Note
Notes
13/1C | The Pricing Document is not a specification document. The Contractor must refer to the Designers Drawings and Specifications for full specification notes and details of the scope of works. The Contractor is deemed to have examined the drawings and read the specifications and included for same within his tender rates in the Pricing
13/1D | The Contractor's attention is drawn to the Architect's Specification, Engineer's Specification and the specification notes on the tender drawings. The requirements set out in these documents shall be deemed to be included within the Contractor's tendered rates
13/1E | All works to be carried out in accordance with the Project Drawings, Specifications and Preliminary Health & Safety Plan
13/2A | All costs are to include for design, shop drawings, samples, maintenance instructions, fabrication, supply and installation. |  | Item
ROOFING, CLADDING AND WATERPROOFING: Slate & Tile Roofing
Hawkins clay plain tiles or similar approved(Submittal required) to slected colour; 100mm head lap; on 50 x 38mm treated softwood battens and counterbattens; pressure impregnated and fixed with paslode external nails; Isover Vario KM Duplex or equivalent breather membrane; lapped and sealed in accordance with manufacturer's instructions; underlay felt to BS 8747, 100mm laps; fixed with stainless steel clout nails; all fixed in strict accordance with the manufacturer's instructions; all as per Architect's Drawings and Specification
Coverings; not exceeding 45 degree pitch
13/2B | ^^Sloping; over 300mm wide; Patches where services penetrate existing roof |  | m2
13/2C | ^^^^^Extra; Thru-vent roof ventilation slate Klober uni-line slate with PVC underlay installed in accordance with manufactures instructions and BS 5250 2002. |  | nr
Fascia Ventilators to form eaves vent, or equivalent, roof ventilators; fixed in accordance with manufacturers instructions; all as per Architect's Specifcation.
Eaves ventilators
13/2D | ^^Generally |  | m
Continuous rafter roll; 10,000mm2/m; Marley or similar; fitted bet between truss members
Rafter ventilator tray
13/3A | ^^Generally |  | m
Milled lead sheet to BS 1178; Code 5 Refer to Architects Specification. Flashings to be treated with patination oil as L.S.A manual to reduce staining
Flashings
13/3B | ^^2.24 thick flashings; 500mm girth; bends - 2; Apron flashings to chimney |  | m2
Cover Flashing
13/3C | ^^2.24 thick flashings; 250mm girth; bends - 1; fixed into blockwork wall |  | m
Lead soakers
13/3D | ^^2.24 thick flashings; 150mm girth; bends - 1; fixed in courses of tiles |  | nr
WOODWORK: Boarding and Second Fixings
Fascia and soffits; Marine grade plywood; 18mm thick; countersunk stainless steel screw fixings; fixed to and including treated timber grounds; all holes to be filled, sealed and sanded; continuous sealent, compatible with external finish, to interface with structure; all as per Architect's Drawings
Fascia board
13/3E | ^^<300 mm wide (225mm) |  | m
Barge Board
13/3F | ^^<300 mm wide (225mm) |  | m
Soffit board
13/4A | ^^<300 mm wide (85mm wide) |  | m
Marine plywood sheeting; butt jointed; 22 mm thick; Vertical
13/4B | ^^Entrace Canopy |  | m2
Fascia and soffits; Aluminium; powdercoated RAL 7001; fixed to treated timber grounds; include for all connections, fixings, angles and the like; joints fully bedded with mastic; as per Architects Specification Pr_65_65_35_02
Fascia
13/4C | ^^<300 mm wide |  | m
Barge Board
13/4D | ^^<300 mm wide |  | m
Soffit
13/4E | ^^extruded profile; bends -4; <300 mm wide (90mm girth) |  | m
Other Items
13/4F | Provide for all labour, materials, plant and all items which in the tenderers opinion are not specifically allowed for in this section of the works but which can be reasonably inferred from the works requirements as being necessary for the execution and completion of the works. - (List items below) |  | Item
(52) DRAINAGE AND REFUSE DISPOSAL
DRAINAGE & REFUSE DISPOSAL
Generally
14/1A | Provide for constructing and subsequent demolition and disposal of samples, relative to the works included in this element, in accordance with the requirements of the relevant specification
Drawings
14/1B | For layout and elevations refer to Architectural & Structural Plans and Elevations.
Notes
14/1C | The Pricing Document is not a specification document. The Contractor must refer to the Designers Drawings and Specifications for full specification notes and details of the scope of works. The Contractor is deemed to have examined the drawings and read the specifications and included for same within his tender rates in the Pricing
14/1D | The Contractor's attention is drawn to the Architect's Specification, Engineer's Specification and the specification notes on the tender drawings. The requirements set out in these documents shall be deemed to be included within the Contractor's tendered rates
14/1E | All works to be carried out in accordance with the Project Drawings, Specifications and Preliminary Health & Safety Plan
14/2A | All costs are to include for design, shop drawings, samples, maintenance instructions, fabrication, supply and installation.
DRAINAGE: Disposal Above Ground
Downpipes shall be aluminium circular; RAL 7001 grey in colour, complying with IS EN 1200-1:2000 and shall include all fittings and accessories required. Shall be 75 mm nominal diameter aluminium rainwater pipes, complying with IS EN 1200-1:2000 and shall include all fittings and accessories required
Downpipes
14/2B | ^^125 mm diameter |  | m
14/2C | ^^^^^Extra; shoes |  | nr
14/2D | ^^^^^Extra; connections to outlets |  | nr
Water Butts
14/2E | ^^300L slimline Water Butt |  | each
14/2F | Speedy rainwater Diverter |  | nr
14/2G | ^^^^^Extra; connections to outlets |  | nr
Gutters shall be aluminium 100mm half round; RAL 7001 grey in colour, complying with IS EN 1200-1:2000 and shall include all fittings and accessories required; complying with IS EN 1200-1:2000 and shall include all fittings and accessories required
Gutters
14/2H | ^^100mm half round |  | m
14/2J | ^^^^^Ends |  | nr
14/2K | ^^^^^100mm diameter outlets |  | nr
14/3A | ^^^^^Bends |  | nr
SOILS AND WASTES
Pipes and fittings; uPVC; solvent welded joints in the running length; standard pipe clips at 500mm centres to concrete requiring hanging; laid to falls. Refer to Architects Specification
Pipes; 100mm diameter
14/3B | Surface fixed; vertical; SVP |  | m
14/3C | ^^^Extra; bends |  | nr
14/3D | ^^^Extra; connection to WC outlets; special adaptor |  | nr
14/3E | ^^^Extra; cleaning eye |  | nr
14/3F | ^^^Extra; vent cowl |  | nr
Other Items
14/3G | Provide for all labour, materials, plant and all items which in the tenderers opinion are not specifically allowed for in this section of the works but which can be reasonably inferred from the works requirements as being necessary for the execution and completion of the works. - (List items below) |  | Item
(59) MECHANICAL INSTALLATION
MECHANICAL INSTALLATIONS
Generally
INFORMATION
15/1A | Provide for constructing and subsequent demolition and disposal of samples, relative to the works included in this element, in accordance with the requirements of the relevant specification |  | Item
15/1B | All works to be carried out in accordance with the Project Drawings, Specifications and Preliminary Health & Safety Plan |  | Note
15/1C | Tendering Contractors are to refer to Consulting Engineers Ltd. Drawings and Specification. |  | Note
15/1D | Tendering Contractors are to include for all testing, commissioning, maintenance manuals, training on safe operation etc. All as specified within Consulting Engineers Ltd. performance specification document. |  | Note
15/1E | Tendering Contractors will be required to provide and include for all maintenence during the 12 months after substantial completion; all in accordance with Consulting Engineers Ltd. performance specification document. |  | Note
15/2A | A fully quantified and priced breakdown of the Mechanical Installation tender is to be provided by the contractor whos tender is being considered for acceptance. The tenderer under consideration will be expected to provide this information within 7 working days of being requested to do so. Failure to do so may result in the rejection of his tender. |  | Note
15/2B | Element (59) has not been measured in accordance with ARM, Agreed Rules of Measurement (Issue 5). Tendering Contractors are to include hereunder within their rates for any additional costs associated with same. |  | Note
MECHANICAL INSTALLATIONS
Mechanical Installations
15/2C | Total Contract Value transferred from the Mechanical Services Installation Tender Document 'Summary of Tender'. |  | Item
Total Contract Value to Inculde the breakdown cost on the following items from the Mechanical Services Installation Tender Summary:
15/2D | ^^2.1 - Preliminaries for Dayhouse 1 |  | Item
15/2E | ^^2.2 - House Type Dayhouse 1 - Heating |  | Item
15/2F | ^^2.3 - House Type Dayhouse 1 - Ventilation |  | Item
15/2G | ^^2.4 - House Type Dayhouse 1 - Water Services |  | Item
15/2H | ^^2.5 - House Type Dayhouse 1 - Drainage |  | Item
Include the following in respect of the foregoing
15/3A | ^^All costs and requirements associated with a complete Mechanical Installation (such as main contractors general and special attendances, unloading, distributing, lifting, hoisting and placing in position all plant and equipment as scheduled, storage for plant, covered storage for welding and portable machine tools, profit and all additional preliminaries over and above normally provided by sub-contractors themselves and the like) if not included in the above item should be included here. |  | item
Provide for lifting, hoisting, moving and placing into position the following if not already included in the above
15/3B | ^^Ductwork and accessories |  | Item
15/3C | ^^Pipework and accessories |  | Item
15/3D | ^^Radiators and accessories |  | Item
15/3E | ^^Satellite Units and accessories |  | Item
SUNDRIES AND BUILDERS WORK
15/3F | Refer to Builders Works drawings for details and locations of openings for services. |  | Note
15/3G | Filling and sealing voids around pipework, ductwork etc. shall achieve a decibel rating equivalent to the structure in which the ope is formed. The filling and sealing shall finish neatly flush with the structure and finishes on both face. |  | Note
15/4A | Fireseal opes shall include for all works included in Architect's Specification; intumescent compound for sealing around service members on both faces to provide a 1 hour period of fire resistance. The fireseal is to finish neatly flush with the structure and finishes on both faces. This specification applies to all sections of the Bill of Quantities. All works to be carried out in accordance with current NZEB and Fire regulations |  | Note
15/4B | Rates are to allow for making good in all trades complete. |  | Note
General
Airtightness Test
15/5A | ^^Undertake a building pressure and air flow test & pre-test at the time of completion of construction to a standard of air permeability of 7m3/hr/m2 at 50 Pa in accordance with the test methods prescribed under Building Regulations TGD-L the new building and other requirements as specified in the tender documents. Include for all disruption associated with the requirement to vacate the premises during the test(s) sealing all inlet/outlet grilles and flues, air supply openings, wedging internal doors open/closed as appropriate, closing fire dampers and any other measures necessary to allow testing to be completed. Any costs arising out of test failure(s) which can be attributed to the poor workmanship and improper detailing of domestic and nominated sub-contractors, including the cost of repeat test(s) shall be at the expense of the Contractor. Advise test results to the Employer and Design Team. Refer to Architects Specification Section R2 & R4. |  | Item
BER Report
15/5B | Allow for completing a BER Report by a specialist |  | Item
Mechanical Installations
15/5C | ^^Marking the positions of holes, mortices and chases |  | Item
Pipe Casings
Pipe casings; comprising of treated sawn softwood framework; 44 x 44mm at 400 centres; 25mm thick medium density fibreboard; moisture resistant; fixed with countersunk wood screws and countersunk; all as per Architects Drawings
To blockwork base
15/6A | ^^Horizontal: not exceeding 52mm bore |  | m
15/6B | ^^Vertical: not exceeding 125mm bore |  | m
Forming or cutting chases; weathering and making good structure and finishes upon completion; including for all works necessary to complete
For pipework in partition walls
15/6C | ^^Not exceeding 25mm bore |  | m
15/6D | ^^Exceeding 25mm bore |  | m
Concrete grade C30/37; formwork; trowelled finish
Heat Pump Base
15/6E | ^^1000mm x 1000mm x 150mm high |  | nr
Woodwork;
| Timber Grounds including all fixings, notching, bolts and any necessary items to complete the works. |  | noid
HWS Cylinder Support: Floors
| Sawn white deal, vacuum presure impregnated, stress graded class B. |  | noid
15/6F | ^^Joists 150 x 44 mm. |  | m
CWS Cylinder Support; Floors
| Sawn white deal, vacuum presure impregnated, stress graded class B. |  | noid
15/7A | ^^Joists 150 x 44 mm |  | m
Radiator Support; Wall Mounted
| Sawn white deal, vacuum presure impregnated, stress graded class B. |  | noid
15/7B | ^^Joists 150 x 44 mm |  | m
Radiator/Sanitary ware Support;
15/7C | 12.5mm OSB Board to walls |  | m2
HMV Unit; Wall Mounted
| Sawn white deal, vacuum presure impregnated, stress graded class B. |  | noid
15/7D | ^^Joists 150 x 44 mm |  | m
Forming or cutting holes; build in sleeves and/or bridge over with lintols as required; include for all firestopping with intumescent collars to give one hour fire resistance; including for all works necessary to completeweathering and making good structure and finishes upon completion; including for all works necessary to complete; Firestopping in accordance with Architect's Drawings and Specification
For pipework through in-situ ground bearing slab
15/7E | ^^55 - 110mm diameter |  | nr
For pipework through intermediate floor slabs
15/7F | ^^55 - 110mm diameter |  | nr
For pipework through roof structure
15/8A | ^^55 - 110mm diameter |  | nr
15/8B | ^^110 - 200mm diameter |  | nr
For pipework through Concrete Floor Slab
15/8C | ^^Not exceeding 55mm diameter |  | m
For pipework through ceiling structure
15/8D | ^^Not exceeding 200mm diameter |  | nr
Special Works
Building in external ventilation louvres to external walls
15/8E | ^^150 x 150 mm |  | nr
Building in external airbrick termination grilles to external walls
15/8F | ^^250 x 250mm |  | nr
Forming opes in external walls and building in dry/wet riser inlet boxes
15/8G | ^^605 x 405 x 300mm deep |  | nr
Firestopping around flatpack ducting; through internal walls
15/8H | ^^125mm diameter exhaust air duct |  | nr
15/8J | ^^250 x 125mm |  | nr
Firestopping around pipes
15/8K | 32mm diamater plumbing pipework |  | nr
15/8L | 65mm diamater waste pipe |  | nr
15/8M | 100mm diamater soil and vent pipe |  | nr
15/8N | 125mm diameter (ducting) |  | nr
15/8P | 250 x 125mm duct |  | nr
15/9A | 500 x 250mm manifold pipes |  | nr
General builders work; grounds; cutting away and making good for the following
15/9B | ^^Additional builders work not outlined above |  | Item
15/9C | ^^Any other items or components included in the drawings or specification but not specified in this schedule |  | Item
PAINTING AND DECORATING: Painting
One coat primer, two coats undercoat; one coat alkyd based heat resistant paint, full gloss finish in accordance with services enginers specification
Pipes, ducts and the like
15/9D | ^^Not exceeding 32mm bore |  | m
One coat primer, two coats undercoat; one coat alkyd based heat resistant paint, full gloss finish in accordance with services enginers specification
Pipes, ducts and the like
15/9E | ^^Not exceeding 32mm bore |  | m2
Preparing and painting one coat sealer and two coats quick drying water based eggshell paint; as manufactured by "Dulux" or equivalent; to selected colours; all applied in strict accordance with the manufacturers instructions; all as per Architects Specification
Pipe Casings
15/9F | ^^Generally |  | m
Other Items
15/10A | Provide for all labour, materials, plant and all items which in the tenderers opinion are not specifically allowed for in this section of the works but which can be reasonably inferred from the works requirements as being necessary for the execution and completion of the works. - (List items below) |  | Item
(69) ELECTRICAL INSTALLATION
ELECTRICAL INSTALLATIONS
Generally
INFORMATION
16/1A | Provide for constructing and subsequent demolition and disposal of samples, relative to the works included in this element, in accordance with the requirements of the relevant specification |  | Item
16/1B | Tendering Contractors are to refer to Consulting Engineers Ltd. Drawings and Specification. |  | Note
16/1C | Tendering Contractors are to include for all testing, commissioning, maintenance manuals, training on safe operation etc. All as specified within Consulting Engineers Ltd. performance specification document. |  | Note
16/1D | Tendering Contractors will be required to provide and include for all maintenance during the 12 months after substantial completion; all in accordance with Consulting Engineers Ltd. performance specification document. |  | Note
16/1E | A fully quantified and priced breakdown of the Electrical Installation tender is to be provided by the contractor whos tender is being considered for acceptance. The tenderer under consideration will be expected to provide this information within 7 working days of being requested to do so. Failure to do so may result in the rejection of his tender. |  | Note
16/1F | Allow for samples as requested by Architect or Engineer |  | Item
ELECTRICAL INSTALLATIONS
Electrical Installations
16/2A | Total Contract Value transferred from the Electrical Services Installation Tender Document 'Summary of Tender'. |  | Item
Total Contract Value to Include the breakdown cost on the following items.
16/2B | ^^3.1 - Preliminaries |  | Item
16/2C | ^^3.2 - Site Services |  | Item
16/2D | ^^3.3 - House Type Dayhouse 1 - General |  | Item
16/2E | ^^3.4 - House Type Dayhouse 1 - Electric Distribution and Wiring |  | Item
16/2F | ^^3.5 - House Type Dayhouse 1 - General Lighting Installation |  | Item
16/2G | ^^3.6 - House Type Dayhouse 1 - Fire Alarm Installation |  | Item
16/2H | ^^3.7 - House Type Dayhouse 1 - Security Installation |  | Item
16/2J | ^^3.8 - House Type Dayhouse 1 - Data, TV and Door Bell System |  | Item
16/2K | ^^Allow for attendance on ESB Networks |  | Item
16/2L | ^^Allow for setting up Pre-pay Power provider including attendances |  | Item
Include the following in respect of the foregoing
16/3A | ^^All costs and requirements associated with a complete Electrical Installation (such as main contractors general and special attendances, unloading, distributing, lifting, hoisting and placing in position all plant and equipment as scheduled, storage for plant, covered storage for welding and portable machine tools, profit and all additional preliminaries over and above normally provided by sub-contractors themselves and the like) if not included in the above item should be included here. |  | item
SUNDRIES AND BUILDERS WORK
Builders work in connection with Electrical Installations> All works to be carried out in accordance with current NZEB and Fire regulations
Electrical Installations
16/3B | ^^Marking the positions of holes, mortices and chases |  | Item
Sundries
Unload, distribute, hoist and place in position the following items of plant and equipment
16/3C | ^^Main distribution board 600 x 400 |  | nr
Cutting or forming holes, mortices and chases or the like
16/3D | ^^Socket outlets |  | nr
16/3E | ^^Smoke heat & carbon monoxide detectors |  | nr
16/3F | ^^Telephone outlets |  | nr
16/3G | ^^Light switches |  | nr
16/4A | ^^Spur outlets & connection outlets 20 mm |  | nr
16/4B | ^^Door bell & sounders |  | nr
16/4C | ^^Cooker switch |  | nr
16/4D | ^^Intruder alarm keypad |  | nr
16/4E | Intruder alarm window contact |  | nr
16/4F | Intruder alarm door contact |  | nr
16/4G | Intruder alarm control panel |  | nr
16/4H | Intruder alarm box panel |  | nr
16/4J | Intruder alarm panic button |  | nr
16/4K | Intruder Alarm PIR |  | nr
16/4L | Fire Alarm RCS |  | nr
16/4M | ^^Sounders |  | nr
16/4N | ^^TV Point |  | nr
16/4P | Data Point |  | nr
16/4Q | ^^Thermostat |  | nr
16/4R | Telephone ext terminating unit |  | nr
16/4S | Telephone network terminating unit |  | nr
16/4T | Broadband ext terminating unit |  | nr
16/4U | External heating thermostat |  | nr
16/4V | Room thermostat |  | nr
16/4W | Zone thermostat |  | nr
16/4X | Heating Timeclock Controller |  | nr
16/4Y | Consumer Unit |  | nr
16/4Z | AC Isolator |  | nr
16/4AA | DC Isolator |  | nr
16/4BB | 32a Isolator |  | nr
16/5A | Mech Extract Ventilation Unit |  | nr
16/5B | Mechanical Control Wiring Centre |  | nr
16/5C | Heat Pump |  | nr
16/5D | Optical Network Terminal |  | nr
16/5E | Access terminal Box |  | nr
LV Trunking
16/5F | ^^ELV Trunking to cables |  | m
Forming or cutting holes; build in sleeves and/or bridge over with lintols as required; include for all firestopping with intumescent collars to give one hour fire resistance; including for all works necessary to complete weathering, air tight seals and making good structure and finishes upon completion; including for all works necessary to complete; Firestopping in accordance with Architect's Drawings and Specification All works in accordance with current NZEB and Fire Regulations
For pipes through 505mm thick external walls
16/5G | ^^Not exceeding 55mm diameter |  | nr
Form ope in 100mm thick outer leaf of cavity wall for ESB meter box; include precast concrete lintels; making good
16/5H | ^^402 x 606mm high |  | nr
Form ope in 100mm thick outer leaf of cavity wall for Telecom box: include precast concrete lintels; making good
16/5J | ^^155 x 230mm high |  | nr
For pipes through 105mm thick internal walls
16/5K | ^^Not exceeding 55mm diameter |  | nr
For pipes through structural steel
16/6A | ^^Not exceeding 55mm diameter |  | nr
General builders work; grounds; cutting away and making good for the following. All works in accordance with current NZEB and Fire regulations
16/6B | ^^Pendant light fittings |  | nr
16/6C | ^^Surface mounted luminaries |  | nr
16/6D | ^^Bathroom mirror light |  | nr
16/6E | ^^External lights |  | nr
16/6F | ^^Additional builders work not outlined above |  | Item
16/6G | ^^Any other items or components included in the drawings or specification but not specified in this schedule |  | Item
Sundries
16/6H | ^^ESB Meter cabinet to ESB Networks Standard; to ESI Standard 12-3 (1986); 487mm wide x 681mm high x 188mm deep |  | nr
16/6J | ^^ESB 'Hockey Stick' fixed to ESB Networks Standard including draw wire; projecting 25mm into meter cabinet |  | nr
16/6K | ^^Cable Box; 300 x 220 x 175mm deep; 248 x 168mm door |  | nr
16/6L | ^^telecom duct including draw wire; projecting 25mm into meter cabinet |  | nr
Other Items
16/7A | Provide for all labour, materials, plant and all items which in the tenderers opinion are not specifically allowed for in this section of the works but which can be reasonably inferred from the works requirements as being necessary for the execution and completion of the works. - (List items below) |  | Item
(73) CULINARY FITTINGS
CULINARY FITTINGS
Generally
INFORMATION
17/1A | For a detailed description of materials and workmanship, contractors are to refer to both the Architectural & Engineering Specification documents. |  | Note
17/1B | Provide for constructing and subsequent demolition and disposal of samples, relative to the works included in this element, in accordance with the requirements of the relevant specification |  | Item
DRAWINGS
17/1C | For layout and elevations refer to Architectural & Structural Plans and Elevations. |  | Note
NOTES
17/1D | The Pricing Document is not a specification document. The Contractor must refer to the Designers Drawings and Specifications for full specification notes and details of the scope of works. The Contractor is deemed to have examined the drawings and read the specifications and included for same within his tender rates in the Pricing
17/1E | The Contractor's attention is drawn to the Architect's Specification, Engineer's Specification and the specification notes on the tender drawings. The requirements set out in these documents shall be deemed to be included within the Contractor's tendered rates
17/2A | All works to be carried out in accordance with the Project Drawings, Specifications and Preliminary Health & Safety Plan |  | Note
17/2B | All costs are to include for design, shop drawings, samples, maintenance instructions, fabrication, supply and installation.
FITTINGS: Fittings, Equipment and Furniture
Fittings
Built-in Kitchen units; Continuous countertop to be installed Bushboard Ltd. Omega or similar; include plinth, base, cupboards, doors, drawers, corners, wall cupboards, shelves and worktop; System manufacturer to be Contractor's proposal; All in accordance with Architects Drawings and Specification Ss_40_45_37_45
| Worktop, Base Unit & Overhead Storage Units as per Drawing DR-A-4040 |  | noid
17/2C | ^^Kitchen; Overall length 5463mm; 'L' shape on plan; 2698mm & 2765mm long |  | nr
17/2D | ^^Kitchen; fridge/freezer space; overall length 2030mm long |  | nr
17/2E | ^^^^extra over for towel rails; Dolphin DP7602 Presitge Chrome Nickel Steel 450mm long |  | nr
17/2F | ^^Allow for workshop drawings for approval |  | Item
17/2G | ^^Allow for samples |  | Item
17/2H | ^^^^WHITE GOODS NOT INCLUDED. Cooker and appliances by tenant |  | Note
Sink & taps
Kitchen Sink; Anderson GEC Ltd. Ref. 1S11L or equivalent inset sink with wras approved taps (msd. sep.); inset stainless steel sink and single drainer complete with 1 taphole mixer, 1/2 basket strainer waste; 38mm chrome plated waste outlet; chain and overflow; bowl size 450mm x 360mm x 180mm; including plug and chain; including fitting into worktops; include for all works necessary to complete; all to be fitted in strict accordance with the manufracturer's instructions, refer to Architects Drawings and Specification
17/3A | ^^Overall size 998mm x 500mm |  | nr
17/3B | ^^Wras approved taps; thermostatic mixer tap to BS EN 200; chrome plated |  | nr
MECHANICAL INSTALLATIONS: Generally
Baumatic Tel06ss telescopic Hood or similar approved with stainless steel chimney extender to conceal all ventilation ductwork up to ceiling level; brushed stainless steel finish; 530m3/h; 3 speed with lighting; removeable grease filter; refer to Architects Drawings and Specification
Extractor fan
17/3C | ^^600mm wide x 400mm deep x 675 - 1030mm adjustable height |  | nr
Other Items
17/4A | Provide here for all labour, materials, plant and other items not specifically mentioned above but which, in the tenderers opinion, are inferred from the works requirements documents as being necessary for the proper execution and completion of the works (List Items Below) |  | Item
(74) SANITARY FITTINGS
SANITARY FITTINGS
Generally
INFORMATION
17/4B | For a detailed description of materials and workmanship, contractors are to refer to both the Architectural & Engineering Specification documents. |  | Note
17/4C | Provide for constructing and subsequent demolition and disposal of samples, relative to the works included in this element, in accordance with the requirements of the relevant specification |  | Item
DRAWINGS
17/4D | For layout and elevations refer to Architectural & Structural Plans and Elevations. |  | Note
NOTES
17/4E | The Pricing Document is not a specification document. The Contractor must refer to the Designers Drawings and Specifications for full specification notes and details of the scope of works. The Contractor is deemed to have examined the drawings and read the specifications and included for same within his tender rates in the Pricing
17/5A | The Contractor's attention is drawn to the Architect's Specification, Engineer's Specification and the specification notes on the tender drawings. The requirements set out in these documents shall be deemed to be included within the Contractor's tendered rates
17/5B | All works to be carried out in accordance with the Project Drawings, Specifications and Preliminary Health & Safety Plan |  | Note
17/5C | All costs are to include for design, shop drawings, samples, maintenance instructions, fabrication, supply and installation.
FITTING, EQUIPMENT AND FURNITURE: Fitting, Equipment and Furniture
Supply and fix the following fittings, as specified, fixed in accordance with the manufacturers instructions. All items listed under each heading on the Schedule Of Sanitary Ware are deemed to be included
WC
17/5D | ^^WC and Cistern; Ideal Standard T3280 Tempo Close Coupled WC Suite or similar approved to BS EN 997; vitreous china; all as Architects Drawing |  | nr
17/5E | ^^Doc-M WC pack; Ideal Standard Contour 21 or similar approved to Part M; to BS EN 997; grabrails and seats to have 30LRV contrast; vitreous china; include wash basin, taps, dropdown rails, grabrails, connections kits traps and the like; all as Architects Drawing |  | nr
Washbasin (WHB)
17/6A | ^^Washbasin (WHB) Type A; Ideal Standard T0597 Tempo white round 350mm wash basin or similar approved to BS EN 14688; include traps connections and the like; all as Architects Drawing & Spec. |  | nr
17/6B | ^^Pedestal; Ideal Standard or similar approved E0015 full pedestal to match |  | nr
17/6C | ^^Taps; Thermostatic mixer tap to BS EN 200; chrome plated finish; 4L/m at 3 Bar |  | nr
Shower Kit
17/6D | ^^Doc-M Shower pack; Ideal Standard or similar approved; all as per Architect's Drawing & Spec. |  | nr
17/6E | ^^shower seat to suit |  | nr
Bathroom Fiittings; as per Architects Specification
17/6F | ^^Shower curtain rails; corner shower 'L' shape; Hafele or similar Ref. 980.77.398 with 980.77.346 |  | nr
17/6G | ^^Towel Rail; Dolphin DP7602 Presitge Chrome Nickel Steel 450mm long |  | nr
17/6H | ^^Heated Towel Rail - include for this in M&E section |  | Note
17/6J | ^^Soap Holder |  | nr
17/6K | ^^Toilet Roll Holder; Dolphin BC 266 or similar |  | nr
17/6L | ^^Toilet brush holder; Dolphin or similar |  | nr
17/6M | ^^Coat hooks; Dolphin or similar |  | nr
17/6N | ^^Stainless steel shelf; 400mm long; Dolphin BC750 or similar |  | nr
17/7A | ^^Stainless steel corner shower shelf; Dolphin BC753 or similar |  | nr
17/7B | ^^Grab Rails; Hafele 980.77.631; 460mm long |  | nr
Glazing
Special Glazing
Mirrors
Toughened glass silvering quality wall mounted mirrors as specified on Architects Drawing
17/7C | ^^500 x 1000 mm |  | nr
Other Items
17/7D | Provide here for all labour, materials, plant and other items not specifically mentioned above but which, in the tenderers opinion, are inferred from the works requirements documents as being necessary for the proper execution and completion of the works (List Items Below) |  | Item
(76) STORAGE, SCREENING FITTINGS
(76) STORAGE, SCREENING & FITTINGS
Generally
INFORMATION
18/1A | For a detailed description of materials and workmanship, contractors are to refer to both the Architectural & Engineering Specification documents. |  | Note
18/1B | Provide for constructing and subsequent demolition and disposal of samples, relative to the works included in this element, in accordance with the requirements of the relevant specification |  | Item
DRAWINGS
18/1C | For layout and elevations refer to Architectural & Structural Plans and Elevations. |  | Note
NOTES
18/1D | All works to be carried out in accordance with the Project Drawings, Specifications and Preliminary Health & Safety Plan |  | Note
18/1E | All costs are to include for design, shop drawings, samples, maintenance instructions, fabrication, supply and installation.
WOODWORK: Composite Items
Store Shelving
18/2A | ^^The Contractor is to include for forming five tiers of 19mm x 44mm spar shelving 70 mm deep, 25mm apart, the full depth of hotpress, carried on 19mm x 44mm chamfered cleats secured to walls or on 38mm x 75mm bearers. Shelving to be planed smooth and neatly fixed. As per drg; Store; 1200 x 820mm |  | nr
Other Items
18/2B | Provide for all labour, materials, plant and all items which in the tenderers opinion are not specifically allowed for in this section of the works but which can be reasonably inferred from the works requirements as being necessary for the execution and completion of the works. - (List items below) |  | Item
Subtotal
Adjustment | [5 empty] | 0
VAT
Total

## Trade Summary
Description | Job % | Cost per Unit | Total
(90) DEMOLITION & ALTERATION
(21) EXTERNAL WALLS
(22) INTERNAL WALLS, PARTITIONS
(27) ROOFS
(28) FRAME
(31) EXTERNAL WALLS COMPLETIONS
(32) INTERNAL WALLS COMPLETIONS
(37) ROOF COMPLETIONS
(41) WALL FINISHES EXTERNALLY
(42) WALL FINISHES INTERNALLY
(43) FLOOR FINISHES
(45) CEILING FINISHES
(47) ROOF FINISHES
(52) DRAINAGE AND REFUSE DISPOSAL
(59) MECHANICAL INSTALLATION
(69) ELECTRICAL INSTALLATION
(73) CULINARY FITTINGS
(76) STORAGE, SCREENING FITTINGS
Subtotal
Adjustment
VAT
Total