## Trade Breakup
Bill Ref. | Description | Quantity | Unit | Rate | Total
(10) PREPARED SITE
PREPARED SITE
Generally
INFORMATION
1/1A | For a detailed description of materials and workmanship, contractors are to refer to both the Architectural & Engineering Specification documents. |  | Note
DRAWINGS
1/1B | For layout and elevations refer to Architectural & Structural Plans and Elevations. |  | Note
NOTES
1/1C | Tendering Contractor to visit the site in accordance with the Invitation To Tender to ascertain the full extent of the works to be completed. |  | Note
1/1D | Contractor to uncover namholes and determine all Invert Levels of all connections before commencing construction works. |  | Note
| Note 1: For preambles see specification |  | noid
| 2: Unless otherwise stated all materials from demolitions are to be removed from site |  | noid
| 3: Sizes given for new opes exclude extra height, width, etc., for lintols and associated seatings, etc. |  | noid
| 4: The Contractor should note that certain items of the works in this element are to be salvaged and set aside for re-instatement into the new works. The Contractor is to visit the site and in conjunction with the Architect's drawings identify and establish the full extent of the works invovled and the requirements for incorporation of these items into the finished works as no claim to the contrary will be entertained |  | noid
| 5: Rates for demolitions are to include for extending finishings as described and making good all work disturbed |  | noid
| 6: Rates for demolition of walls etc., shall include for saw cutting at perimeters as required |  | noid
| 7: Removal of existing slates; the existing slates are to be carefully removed. The slates salvaged are to be stored on site for re-use |  | noid
| 8: Removal of existing timber door linings, window linings and shutters; these items are to be carefully removed and set aside on site for re-instatement into the new works |  | noid
| 9: Rates for demolitions are to include for excavating by hand where deemed necessary |  | noid
| 10: Rates to include for all temporary supports, shoring, propping, etc. |  | noid
| 11: The Contractor should note that in general where the works occur all loose items, finishes being replaced etc., are to be removed off site; he is to satisfy himself of the scope as no claim to the contrary will be entertained |  | noid
| 12: For the nature and extent of the work in this section the Contractor must visit the site to ascertain the full scope and detail of the work. Refer to Architect's drawings for general locations, etc. These drawings are to be read in conjunction with all other relevant Architect's and Engineer's drawings showing new and existing layouts |  | noid
| 13: Allow for carrying out all demolition works in accordance with the Structural Engineer's and Architect's specification, price the following items to comply with specification |  | noid
| 14: The following works take place within an existing building. The Contractor should satisfy himself of the full extent of demolitions and the restrictions involved in carrying out the proposed works as his rates will be deemed to be inclusive of the costs associated with works within an existing building |  | noid
| 15: The tenderer is to view in detail the proposed demolition works on site and is to satisfy himself of the full scope and extent of the works required in conjunction with the drawing details; the tenderer is to note that some elements of the structure to be demolished will be reinforced concrete and his price will be deemed to be inclusive of the costs associated with the extent of demolitions required |  | noid
| 16: n/a |  | noid
| 17: All Clause 804 and other imported fill used on site is to be in compliance with SR 21 Annex E 2014 |  | noid
1/4A
DEMOLITION AND ALTERATIONS: Demolition
Generally
1/4B | ^^Provide for giving adequate notice to enable the Employer to remove loose items, etc., prior to demolition work commencing |  | Item
1/4C | ^^Provide for giving adequate notice to specialists for the disconnection/relocation/diversion of existing services |  | Item
1/4D | ^^Examine all services points, equipment, etc., prior to removal/demolition work proceeding to ensure that removal/demolition can be carried out safely and without disruption to the Employer's services |  | Item
Dust Control
Control of dust created by demoliton
1/4E | ^^Screening and damping down dust created by demolition |  | Item
1/4F | ^^maintaining for duration of work |  | Item
1/4G | ^^clearing away |  | Item
Records
1/4H | Provide schedule of dilapidations/photographic records to show condition of existing building, boundaries and site prior to commencement of work on site, submit same to Architect and obtain Architects approval before proceeding with the work |  | Item
Demolishing individual structures; grub up foundations; strip-out and sort materials for recycling or disposal; careful works in proximity to live estate
1/5A | ^^existing Caretakers building; approx 10.00 x 4.5m |  | Item
1/5B | ^^Caravan complete including plinths, steps, cladding; 12 x 4.65m |  | Item
1/5C | ^^shed building to rear of and adjoining Dayhouse 1; making good wall of dayhouse; 8.3 x 3.9m |  | Item
1/5D | ^^shed building detached to east of Dayhouse 1; 4.3 x 3.5m |  | Item
1/5E | ^^shed building detached to east of Dayhouse 2; 4.3 x 3.5m |  | Item
Carefully demolish existing boundary walls or site features including making good and extending finishings to all work disturbed
1/5F | ^^Remove existing 2.4m High 16m long blockwork Wall and dispose off site (Entrance Walls) |  | item
1/5G | ^^extra over for carefully removing existing plaque and retain for re-use |  | item
1/5H | ^^steel entrance gate height restrictor and piers; set aside gate and store for re-use |  | nr
1/5J | ^^steel bollards at entrance |  | nr
1/5K | ^^steel bollards along footpath to public road |  | nr
1/5L | ^^Pallisade fence 1600mm high along boundary with road/neighboring estate; approx. 85m long overall |  | Item
1/6A | ^^Pallisade fence 2400mm high netween existing Caretakers and Dayhouse 1; circa 18m long overall |  | Item
1/6B | ^^Pallisade fence 2400mm high along boundary with fields; approx 125m long overall |  | Item
1/6C | ^^steel railings with double gates; 1000mm high; 16m long |  | Item
1/6D | boundary walls, plinths, gates and the like around Dayhouse 1 |  | item
1/6E | ^^boundary walls, plinths, gates and the like around Dayhouse 1 |  | Item
1/6F | ^^boundary walls, plinths, gates and the like around Dayhouse 2 |  | Item
1/6G | ^^boundary walls, plinths, gates and the like around Caretakers |  | Item
1/6H | ^^concrete bollards bases |  | nr
Break up existing paved areas
1/6J | ^^Existing tarmac surfaces, including 300 mm hardcore base and dispose off site (Estate Road) |  | m2
1/6K | ^^Existing tarmac surfaces, including 300 mm hardcore base and dispose off site (Public Road) |  | m2
1/6L | ^^Existing tarmac surfaces, including 300 mm hardcore base and dispose off site (Yards) |  | m2
1/6M | ^^extra over for work outside site boundary and working in existing entrance |  | m2
1/6N | ^^remove existing speed ramps |  | nr
1/6P | ^^remove existing concrete ramps and railings to Caretaker unit |  | Item
1/7A | ^^Existing concrete footpaths, 100mm thick, including 300 mm hardcore base and dispose off site. |  | m2
1/7B | ^^extra over for work outside site boundary |  | m2
1/7C | ^^Existing concrete footpaths to yards, 100mm thick, including 300 mm hardcore base and dispose off site. |  | m2
1/7D | ^^Existing concrete kerbing and concrete haunching and bedding, dispose off site |  | m
Break out or grub up existing services and fill voids with lean mix cooncrete
1/7E | ^^foul drainage pipework |  | m
1/7F | ^^storm drainage pipework |  | m
1/7G | ^^watermain pipework |  | m
1/7H | ^^existing Septic Tank |  | nr
1/7J | ^^existing manholes |  | nr
1/7K | ^^Access Junction |  | nr
1/7L | ^^Road Gullies |  | nr
EXCAVATION AND EARTHWORKS: Excavation
Removing
1/7M | ^^Removal existing trees shrubs and deleterious materials, girth not exceeding 450 mm; dispose off site (Trees generally within site) |  | Item
1/7N | ^^Removal existing trees shrubs and deleterious materials, girth not exceeding 450 mm; dispose off site (Trees along boundary with public road) |  | m
1/7P | ^^Removal existing site vegetation, dispose off site |  | m2
Excavation
Topsoil
1/8A | ^^Average 200mm deep |  | m2
Reduce levels
1/8B | ^^Starting at stripped level; not exceeding 2.00m deep |  | m3
1/8C | ^^^^^Extra over for breaking up rock |  | m3
Extra over excavating to reduced levels irrespective of depth;
1/8D | ^^^excavating alongside or next to existing roadways |  | item
1/8E | ^^^excavating alongside or next to existing walls |  | item
1/8F | ^^^excavating alongside or next to existing water services pipework |  | item
1/8G | ^^^excavating alongside or next to existing electricity supply duct |  | item
1/8H | ^^^excavating alongside or next to existing communications duct |  | item
1/8J | ^^^excavating alongside or next to existing storm or foul drain |  | item
1/8K | ^^^excavating around existing water services pipework |  | item
1/8L | ^^^excavating around existing electricity supply duct |  | item
1/8M | ^^^excavating around existing communications duct |  | item
1/8N | ^^^excavating around existing storm or foul drain |  | item
Disposal of water
1/8P | ^^Surface |  | Item
Disposal of topsoil
1/9A | ^^On-site |  | m3
1/9B | ^^Off-site |  | m3
Disposal of excavated material
1/9C | ^^off site |  | m3
Filling; crushed stone; clause 808 to SR21 specification Annex E; to; depositing in layers 150 maximum thickness; compacting by mechanical means; All to Engineer's Specification.
To make up levels
1/9D | ^^not exceeding 250mm thick |  | m3
Other Items
1/9E | Provide here for all labour, materials, plant and other items not specifically mentioned above but which, in the tenderers opinion, are inferred from the works requirements documents as being necessary for the proper execution and completion of the works (List Items Below) |  | Item
(30) SITE ENCLOSURES
SITE ENCLOSURES
Generally
INFORMATION
2/1A | For a detailed description of materials and workmanship, contractors are to refer to both the Architectural & Engineering Specification documents. |  | Note
DRAWINGS
2/1B | For layout and elevations refer to Architectural & Structural Plans and Elevations. |  | Note
Boundary Wall Type 5 - Masonry & Railings 1600mm high
EXCAVATION AND EARTHWORKS: Excavation
Excavation
Foundation trenches
2/1C | ^^Starting at stripped or reduced ground levels; 2.00m - 4.00m deep |  | m3
Disposal of water
2/1D | ^^Surface |  | Item
Disposal of excavated material
2/1E | ^^Off site |  | m3
Filling; crushed stone; to SR21 specification, depositing in layers 150mm maximum thickness; compacting by mechanical means
To excavations
2/1F | ^^Average thickness exceeding 250mm thick |  | m3
CONCRETE WORK: In-Situ Concrete
lean mix in-situ concrete; Grade C12/15N; vibrated
Bulk filling; under foundations
2/2A | ^^poured on or against earth |  | m3
Reinforced in-situ concrete; Grade C28/35N; vibrated
Foundations; poured on or against earth or unblinded hardcore
2/2B | ^^Generally |  | m3
Walls
2/2C | ^^thickness >150mm (300mm) |  | m3
CONCRETE WORK: Sundries
Designed joints; expansion joints; spacing; 3 times height of wall; 10 mm thick 'Flexcell' or equivalent in expansion joint; seal exposed faces with 10 x 10 mm 'Hilastic 44' or equivalent
2/2D | ^^300mm wide |  | m
Surface finishes
2/2E | ^^trowelling; top of wall |  | m2
CONCRETE WORK: Reinforcement
Reinforcement; hot rolled deformed round bars complying with BS 8666:2005; high yield bars deformed Type 2
Bar; straight or bent
2/2F | ^^<12mm diameter |  | t
2/2G | ^^>12mm - < 25mm diameter |  | t
Spacers & chairs
2/2H | ^^ cover as per Engineers Spec. |  | Item
Reinforcement; mesh fabric; BS 4483; hard drawn steel wire to BS 4482
Reference A393; 400mm laps
2/3A | ^^Horizontal in Foundations |  | m2
2/3B | ^^vertical in walls |  | m2
CONCRETE WORK: Formwork
Sawn formwork
Kickers
2/3C | ^^Walls; 300mm x 50mm high |  | m
Wrought formwork; Class F3; finish to be smooth and uniform
Walls
2/3D | ^^vertical |  | m2
CONCRETE WORK: Precast Concrete
Killeshal 518 wall capping or equivalent, 295 mm wide precast concrete capping, splayed and weathered both sides, fixed with 150 mm x 50 mm x 1.5 mm thick galvanised anchors built into blockwork at 600 mm centres and bedded in approved mortar mix as before.
Wall Capping
2/3E | ^^450 x 150 mm thick |  | m
SURFACE PAVING, FENCING & LANDSCAPING: Fencing
Metal Railing
2/4A | Metal railing panel with round railings to specialist design; Railing gaps to be less than 100mm, in accordance with TGD Part K; galvanised & powdercoated to RAL 7016; Square support post and fixings to Structural Engineers design and specification
2/4B | ^^1200mm high as per Architects detail fixed to concrete capping capping |  | m
Making Good Existing Boundary Walls
Boundary Walls
Walls
2/4C | Making good existing boundary walls; finish to match proposed perimeter boundary walls; one side measured (Wall to existing neighbouring estate Ardrew Meadows) |  | m2
2/4D | Repair temporary entrance in existing wall; build up and tooth in blockwork as required; make good |  | Item
Other Items
2/4E | Provide here for all labour, materials, plant and other items not specifically mentioned above but which, in the tenderers opinion, are inferred from the works requirements documents as being necessary for the proper execution and completion of the works (List Items Below) |  | Item
(40) ROADS PATH PAVINGS
ROADS PATH PAVINGS
Generally
INFORMATION
3/1A | For a detailed description of materials and workmanship, contractors are to refer to both the Architectural & Engineering Specification documents. |  | Note
DRAWINGS
3/1B | For layout and elevations refer to Architectural & Structural Plans and Elevations. |  | Note
EXCAVATION AND EARTHWORK: Excavation
Filling; granular sub-base material; to Clause 804 and additional requirements of Clause 808 to SR21 specification Annex E; to; depositing in layers 150 maximum thickness; compacting by mechanical means; All to Engineer's Specification.
To make up levels
3/1C | ^^Not exceeding 250mm thick (Road - Home Zone) |  | m3
3/1D | ^^Not exceeding 250mm thick (Parking Bay) |  | m3
3/1E | ^^Exceeding 250mm thick (Tabletop Crossing) |  | m3
Filling; hardcore filling to be Clause 616 material, Type B, 6F2 capping layer, laid and compacted in accordance with the "Specification for Road Works" produced by the Department of the Environment; to excavations, lay and compact in layers not exceeding 150 mm thick in accordance with Clause 802 with a vibrating roller or equivalent in the range 1800 - 5000 kg in:
To make up levels
3/2A | ^^Exceeding 250 mm |  | m3
Filling; hardcore filling SR 21 Annex E T1 STRUCT; laid and compacted in accordance with the "Specification for Road Works" produced by the Department of the Environment; to excavations, lay and compact in layers not exceeding 150 mm thick
To make up levels
3/2B | ^^Not exceeding 250 mm (Footpaths) |  | m3
Surface treatments
Filling; graded 6.3 - 2mm grit to BS1342:2002 ; 50mm thick
3/2C | ^^Blinding surfaces of hardcore filling |  | m2
SC membrane layer; 2000 gauge polythene or equivelent; laid in strict accordance with the manufacturer's instructions; All as per Architect's Specification
Laid in position
3/2D | ^^Over 300mm wide; horizontal |  | m2
Thrace PB1000/S8NW non woven geotextile drainage membrane, or equivalent; 1mm thick impermeable geomembrane to be lapped and welded using proprietary welding techniques; all as per Engineer's Specification
Laid in position
3/3A | ^^Over 300mm wide; horizontal |  | m2
CONCRETE WORK: In-Situ Concrete
Reinforced in-situ concrete; Grade C30N/20; vibrated
Paths; to falls and crossfalls
3/3B | ^^Not exceeding 150mm thick |  | m3
350 x 270 mm wide Insitu Concrete Kerb, or equivalent; 270 x 150 mm deep foundation and 100 x 100mm haunching in concrete grade 30N20; excavation; formwork; including all ends and angles, bedding and jointing in cement mortar (1:4); as per Engineer's drawing C005
Kerbs
3/3C | ^^350 x 265 mm, battered |  | m
Extra over For:
3/3D | ^^Dropped Kerbs |  | m
CONCRETE WORK: Sundries
Design joints in paths
Movement joint comprising 2 part polysulphide seasant such as thoiflex 600 or equivelent to comply to I.S. 36 type IF, in concrete footpaths.
3/3E | ^^Not exceeding 150mm deep; |  | m
Surface finish
Compact using a vibrating screed, tamp and brush finish top of slab to a fair surface to falls and cross falls
3/4A | ^^Over 300mm wide |  | m2
3/4B | ^^^^^Extra over for forming bullnose rounded edges 12 mm radius to pavings including forming smooth border 75 mm wide, in 3.00 m bays |  | m
CONCRETE WORK: Formwork
Sawn formwork
Edges of paths
3/4C | ^^Not exceeding 250mm high |  | m
SURFACE PAVINGS, FENCING AND LANDSCAPING: In-Situ Surface Pavings
Asphalt Concrete Surface to Roads
Surfacing; surface course 45mm PMSA 14 SURF PMB 65/105-60 to clause 942 on binder course of 55mm asphalt concrete AC20 dense BIN 70/100 to Cluase 906 on 100mm AC32 Densa Base 100/50 to Clause 906; all as per Engineers Drawing
3/4D | ^^Laid to falls and crossfalls (Road - Home Zone) |  | m2
3/4E | ^^Laid to falls and crossfalls (Tabletop Raised Crossing) |  | m2
3/4F | ^^extra over for coloured top layer |  | m2
3/4G | ^^extra over for tabletop ramp edges |  | m
3/4H | ^^^^^Working around road gullies, or the like |  | nr
3/4J | ^^^^^Working around manholes, or the like |  | nr
Stamped Surround
3/5A | ^^'Tarstone' Road Mastic Ironworks or similar stamped surround to manhole cover; cutting in and making good |  | nr
3/5B | ^^'Tarstone' Road Mastic Ironworks or similar stamped surround to Road Gulleys; cutting in and making good |  | nr
3/5C | ^^'Tarstone' Road Mastic Ironworks or similar stamped surround to Sluice Valve covers cutting in and making good |  | nr
Roadline Markings
Prepare and apply thermoplastic paint to BS 3262, screed applied, 4 mm thick with a surface application of ballontini applied evenly at the rate of 400 - 500 g/m2 to:
3/5D | ^^Continuous line marking 100 mm wide; Ref. RRM 001 |  | m
3/5E | ^^Continuous line marking 200 mm wide; Ref. RRM 017 |  | m
3/5F | ^^Traffic Calming triangle; Ref. M 112 |  | nr
3/5G | ^^'STOP' sign; Ref. M 114 |  | nr
3/5H | ^^Accessible parking bay markings with blue surfacing within the limits of the bay; including symbol 2500 x 1200; all as per Chapter 7; Ref. RRM 015 |  | nr
3/5J | ^^'SET DOWN' bay lettering |  | Item
3/5K | ^^Set Down bay hatching; approx. 47m2 |  | Item
SURFACE PAVINGS, FENCING AND LANDSCAPING: Preformed Paving and Edging Units
Permeable Paving; 80mm deep CBPP paviours on 50mm laying course to Table A2 on upper Geotextile to Table C1 on 125mm hydraulically bound coarse graded aggregate (pourous no fines concrete) with 170kg/m3 cement content to Clause 6.3 on 150mm coarse graded aggregate type 4/20 Table A.1 & A.3 on 150mm Cl. 6F2 capping layer trafficable laid in accordance with manufacturers instructions and Engineers Specification & drawing C-0026
Roads
3/6A | ^^Falls and crossfalls (Parking Bays System B) |  | m2
3/6B | ^^Linear filter drains; with lower geotextile layer; 150mm diameter perforated rigid land drain to engineers spec. |  | m
WORKS OUTSIDE SIDE BOUNDARIES
ROADS PATH PAVINGS
Generally
INFORMATION
3/6C | For a detailed description of materials and workmanship, contractors are to refer to both the Architectural & Engineering Specification documents. |  | Note
DRAWINGS
3/6D | For layout and elevations refer to Architectural & Structural Plans and Elevations. |  | Note
EXCAVATION AND EARTHWORK: Excavation
Filling; granular sub-base material; to Clause 804 and additional requirements of Clause 808 to SR21 specification Annex E; to; depositing in layers 150 maximum thickness; compacting by mechanical means; All to Engineer's Specification.
To make up levels
3/7A | ^^Not exceeding 250mm thick (Tabletop at Entrance) |  | m3
3/7B | ^^Not exceeding 250mm thick (Road Repair) |  | m3
Filling; hardcore filling SR 21 Annex E T1 STRUCT; laid and compacted in accordance with the "Specification for Road Works" produced by the Department of the Environment; to excavations, lay and compact in layers not exceeding 150 mm thick
To make up levels
3/7C | ^^Not exceeding 250mm thick (Footpath) |  | m3
Filling; hardcore filling to be Clause 616 material, Type B, 6F2 capping layer, laid and compacted in accordance with the "Specification for Road Works" produced by the Department of the Environment; to excavations, lay and compact in layers not exceeding 150 mm thick in accordance with Clause 802 with a vibrating roller or equivalent in the range 1800 - 5000 kg in:
To make up levels
3/7D | ^^not exceeding 250 mm (Tabletop & Footpath) |  | m3
3/7E | ^^not exceeding 250 mm (Road Repair) |  | m3
Surface treatments
Filling; graded 6.3 - 2mm grit to BS1342:2002 ; 50mm thick
3/8A | ^^Blinding surfaces of hardcore filling (Tabletop & Footpath) |  | m2
3/8B | ^^Blinding surfaces of hardcore filling (Road Repair) |  | m2
SC membrane layer; 2000 gauge polythene or equivelent; laid in strict accordance with the manufacturer's instructions; All as per Architect's Specification
Laid in position
3/8C | ^^Over 300mm wide; horizontal |  | m2
Thrace PB1000/S8NW non woven geotextile drainage membrane; 1mm thick impermeable geomembrane to be lapped and welded using proprietary welding techniques; all as per Engineer's Specification
Laid in position
3/8D | ^^Over 300mm wide; horizontal |  | m2
Tensar geogrid TriAx TX170, or equivalent; geogrid to be lapped and welded using proprietary welding techniques; all as per Engineer's Specification
Laid in position
3/8E | ^^Over 300mm wide; horizontal |  | m2
CONCRETE WORK: In-Situ Concrete
Reinforced in-situ concrete; Grade C30N/20; vibrated
Paths; to falls and crossfalls
3/8F | ^^Not exceeding 150mm thick |  | m3
3/8G | ^^extra over for neat joint with existing footpath |  | m
CONCRETE WORK: Sundries
Design joints in paths
Movement joint comprising 2 part polysulphide seasant such as thoiflex 600 or equivelent to comply to I.S. 36 type IF, in concrete footpaths.
3/9A | ^^Not exceeding 150mm deep; |  | m
Surface finish
Compact using a vibrating screed, tamp and brush finish top of slab to a fair surface to falls and cross falls
3/9B | ^^Over 300mm wide |  | m2
3/9C | ^^^^^Extra over for forming bullnose rounded edges 12 mm radius to pavings including forming smooth border 75 mm wide, in 3.00 m bays |  | m
CONCRETE WORK: Formwork
Sawn formwork
Edges of paths
3/9D | ^^Not exceeding 250mm high |  | m
SURFACE PAVINGS, FENCING AND LANDSCAPING: Pre-Formed Pavings and Edging Units
Tactile concrete paving slabs to comply with BS EN 1338; Concrete paving flags coloured at pedestrians crossing, 400mm square slabs; as per Engineers drawings
Tactile Paving
3/9E | ^^In-line; Buff colour (3P) at uncontrolled crossing; 400 x 400 x 50 mm thick, laid to falls and crossfalls; |  | m2
3/10A | ^^In-line; Red colour (P) at controlled crossing; 400 x 400 x 50 mm thick, laid to falls and crossfalls; |  | m2
350 x 270 mm wide Insitu Concrete Kerb, or equivalent; 270 x 150 mm deep foundation and 100 x 100mm haunching in concrete grade 30N20; excavation; formwork; including all ends and angles, bedding and jointing in cement mortar (1:4); as per Engineer's drawing C005
Kerbs
3/10B | ^^350 x 265 mm, battered |  | m
Extra over For:
3/10C | ^^Dropped Kerbs |  | m
SURFACE PAVINGS, FENCING AND LANDSCAPING: In-Situ Surface Pavings
Asphalt Concrete Surface to Roads
Surfacing; surface course 45mm PMSA 14 SURF PMB 65/105-60 to clause 942 on binder course of 55mm asphalt concrete AC20 dense BIN 70/100 to Cluase 906 on 100mm AC32 Densa Base 100/50 to Clause 906; all as per Engineers Drawing
3/10D | ^^Laid to falls and crossfalls (Tabletop at Entrance) |  | m2
3/10E | ^^extra over for coloured top layer |  | m2
3/10F | ^^extra over for tabletop ramp edges |  | m
3/10G | ^^^^^Fair joint with existing road surface; as per Engineers Drawing |  | m
3/10H | ^^^^^Working around road gullies, or the like. |  | nr
Asphalt Concrete Surface to Roads over trenches
Surfacing; 25mm closed gravel asphalt concrete surface to Clause 912 on top of 40mm asphalt concrete binder surface to clause 906 on top of 80mm asphalt concrete base to Clause 906; all as per Engineers Drawing
3/11A | ^^Laid to falls and crossfalls |  | m2
3/11B | ^^^^^Fair joint with existing road surface; as per Engineers Drawing |  | m
3/11C | ^^^^^Working around manhole covers, or the like. |  | nr
3/11D | ^^^^^Working around road gullies, or the like. |  | nr
SURFACE PAVINGS, FENCING AND LANDSCAPING: In-Situ Surface Pavings
Roadline Markings
Prepare and apply thermoplastic paint to BS 3262, screed applied, 4 mm thick with a surface application of ballontini applied evenly at the rate of 400 - 500 g/m2 to:
3/11E | ^^Continuous line marking 100 mm wide |  | m
3/11F | ^^E/o for works outside the site boundary |  | m
3/11G | ^^Traffic Calming triangle; Ref. M 112 |  | nr
3/11H | RRM 015 ACCESSIBLE PARKING BAY MARKINGS WITH BLUE SURFACING WITHIN THE LIMITS OF THE BAY |  | Item
3/11J | ELECTRICAL CHARGING BAY MARKINGS WITH GREEN SURFACING WITHIN THE LIMITS OF THE BAY |  | Item
The following are to be in accordance with Chapter 7 of the Department of Transport Traffic Signs Manual:
3/12A | ^^Standard disabled car parking sign approximate size 2.50 x 1.20 m. |  | nr
3/12B | ^^F403 Slow Zone Sign |  | nr
Other Items
3/12C | Provide for all labour, materials, plant and all items which in the tenderers opinion are not specifically allowed for in this section of the works but which can be reasonably inferred from the works requirements as being necessary for the execution and completion of the works. - (List items below) |  | Item
(50) SITE SERVICES (PIPED & DUCTED)
SITE SERVICES (PIPED & DUCTED)
Generally
INFORMATION
4/1A | For a detailed description of materials and workmanship, contractors are to refer to both the Architectural & Engineering Specification documents. |  | Note
NOTES
4/1B | Refer to Engineer's Drawings for Layouts including underslab drainage runs and connections. |  | Note
4/1C | The Contractor is required to visit the site and ascertain the nature of work involved in this section. No charge for extra labour, plant or material will be allowed in consequence of the Contractors failure to do this. |  | Note
4/1D | The Contractor is required to make himself aware of the presence and location of all existing services and shall take all necessary precautions to avoid interference or damage to these services both overhead and underground during the execution of the works. The Contractor shall make due allowance in his rates for working in and around and maintaining live these services as necessary including the erection of 'goal posts' where necessary. Any damage caused shall be made good at the Contractors own expense. |  | Note
4/2A | All works associated with this element must be executed in strict accordance with the requirements of the Services Engineers; Tenderers must carefully review these documents and make all necessary allowance in their rates for executing work in accordance with these requirements. |  | Note
4/2B | The works hereunder are for the scope of works to be carried out, irrespective of phasing requirements; Tendering Contractors are to include hereunder or elsewehere within the tender for executing the works in the separate phases set out in the Preliminaries section of the Bill of Quantities. |  | Note
4/2C | Working outside the contractors site compound / contractors encroachment area has not been measured separately; Refer to Architects Drawings for details of contractors encroachment area; The Contractor is to include hereunder within his rates for all additional costs in the form of liaising with the employers representative, the camp authorities, additional temporary watching, security, hoarding, lighting, traffic management, road cones etc. when working outside the encroachment area identified. |  | Note
4/2D | Tendering Contractors are to include here or elsewhere within their rates for all costs associated in connection with allowing access to the site to the public utility providers; Contractors are to include for any general or special attendances deemed necessary. |  | Item
4/3A | Tendering Contractors are to include here or elsewhere within the tender for all costs in connection with liasing and programming required in connection with the public utility providers. |  | Item
FOUL WATER DRAINAGE; Drainage Below Ground
Excavating trenches to receive pipes; starting from existing or stripped level; backfill above pipe bed and surround to formation level with granular material per Clause 601 of the NRA Specification for Roadworks
Excavating trenches to receive pipes not exceeding 250mm nominal diameter
4/3B | ^^Trench average 0.50 - 1.00 m deep. |  | m
4/3C | ^^Trench average 1.00 - 1.50 m deep. |  | m
4/3D | ^^Trench average 1.50 - 2.00 m deep. |  | m
4/3E | ^^^^^Extra; placing marker tape 150mm below top of filling |  | m
Extra over excavating trenches irrespective of depth
4/3F | ^^ breaking up existing road surface; saw cutting either side of trench; disposal off site |  | m
4/3G | ^^Excavating trenches outside site boundary; providing traffic management system and protection as required; through existing public road; reinstatement on completion including sand bed, concrete surround, backfilling with hardcore, new road surface connected to existing including all impermeable sheeting, joints, dowels, etc; all as per Engineer's Drawing. |  | m
4/4A | ^^Excavating around existing services; parallel to excavations |  | Item
4/4B | ^^Excavating around existing services; crossing excavations |  | Item
Extra over excavating to reduced levels irrespective of depth;
4/4C | ^^Excavating around existing services; parallel to excavations |  | Item
4/4D | ^^Excavating around existing services; crossing excavations |  | Item
Disposal
4/4E | ^^Ground water |  | Item
4/4F | ^^Surface water |  | Item
Plain compacted concrete C28/35 in bed and surround laid in trench and graded to falls, haunch up both sides of pipe after jointing, surround pipe in concrete carried up from the bed in a square section to a height of 150 mm over the top of the pipe, include wrapping pipe in visqueen 1000 for all pipes less than 1200mm to pipe crown; all as per Engineers Drawing
Beds and coverings to pipes
4/4G | ^^150 mm bed 450 mm wide and 150 mm over 150 mm pipe. |  | m
Granular fill to SR21, hardcore clause 808; obtained off site; well compacted in 225mm layers; with Class B granular bedding; all as per Engineer's Drawing
Beds and coverings to pipes
4/4H | ^^500 x 700 to 150mm diameter pipe |  | m
4/4J | ^^450 x 650 to 100mm diameter pipe |  | m
Drains; approved uPVC pipes and fittings
Pipework; laid in trenches
4/5A | ^^150mm nominal size |  | m
Extra over 150 mm pipework runs for
4/5B | ^^^^^T-junctions; 150-100 reducer |  | nr
4/5C | ^^^^^Connection to manholes |  | nr
4/5D | ^^^^^Connection to existing sewer with saddle piece with Class 20N concrete surround; as per Engineers Drawing |  | nr
4/5E | ^^^^^Extra for bend. |  | nr
4/5F | ^^^^^Ditto long radius bend. |  | nr
Pipework; laid in trenches
4/5G | ^^100mm nominal size |  | m
4/5H | ^^^^^Extra for bend. |  | nr
4/5J | ^^^^^Ditto long radius bend. |  | nr
Manholes
Excavations, disposal, earthwork support, working space, backfilling in clause 804 as before, bed, 225mm thick plain in-situ concrete grade 20 on 75mm thick lean mix blinding layer; walls, 1200 mm nominal diameter precast concrete chamber rings with 150 mm thick plain in-situ grade 20 concrete surround externally, benching to bottoms in plain in-situ concrete grade 20, steel float finish, include building in ends of pipes and making good, fully seal base of manholes, cover slab, 150 mm thick precast concrete with 600 x 600 mm clear opening for cover and frame measured elsewhere, galvanised steel heavy duty manhole step iron with ends cut and pinned to precast concrete manhole wall and spaced at 300 mm staggered centres, including channels, benching and the like necessary for a complete installation; all as per Engineers Drawing
4/6A | ^^1200 mm internal diameter; 0.50m - 1.00m deep |  | nr
4/6B | ^^1200 mm internal diameter; 1.00m - 1.50m deep |  | nr
4/6C | ^^1200 mm internal diameter; 1.50m - 2.00m deep |  | nr
Extra Over for:
4/6D | ^^^^^connecting pipework to manhole on existing live foul line in public road |  | nr
4/7A | ^^Excavating manholes outside site boundary; providing traffic management system and protection as required; through existing public road; reinstatement on completion including sand bed, concrete surround, backfilling with hardcore, new road surface connected to existing including all impermeable sheeting, joints, dowels, etc; all as per Engineer's Drawing. |  | nr
Temporary Septic Tank; 10,000 litres; excavate supply and lay preacst concrete and connect to existing system; removal on completion
4/7B | ^^10,000 litres |  | Item
4/7C | ^^Allow for de-sludging during contract period |  | Item
4/7D | ^^Allow for removal of tank on completion; making good |  | Item
Sundries; galvanised cast iron
Manholes covers and frames; ductile iron to IS EN 124, Class D400; bedding frame in cement mortar [1:3]; with 215mm solid engineering bricks; sealing cover with grease; all as per Engineer's Drawing.
4/7E | ^^Generally; 1200 mm diameter |  | nr
Stamped Surround
4/7F | ^^'Tarstone' Road Mastic Ironworks or similar stamped surround to manhole cover; cutting in and making good |  | nr
Sundries Inspection Chambers and AJ to Foul Pipes
4/7G | Armstrong Junction |  | each
4/7H | Inspection Chambers |  | each
Sundries
Testing and Commissioning
4/8A | ^^Foul and Surface Water Drainage; in stages and on completion. |  | Item
Completion of a "CCTV" survey; results to be distributed to the Design Team
4/8B | ^^Foul and Surface Water Drainage. |  | Item
SURFACE WATER DRAINAGE: Below Ground
Excavating trenches to receive pipes; starting from existing or stripped level; backfill above pipe bed and surround to formation level with granular material per Clause 601 of the NRA Specification for Roadworks
Excavating trenches to receive pipes not exceeding 150mm nominal diameter
4/8C | ^^Trench average; 0.50 - 1.00m deep |  | m
4/8D | ^^Trench average; 1.00 - 1.50m deep |  | m
4/8E | ^^Trench average; 1.50 - 2.00m deep |  | m
Excavating trenches to receive pipes not exceeding 250mm nominal diameter
4/8F | ^^Trench average; 1.00 - 1.50m deep |  | m
4/8G | ^^Trench average; 1.50 - 2.00m deep |  | m
4/8H | ^^Trench average; 2.00m - 2.50m deep |  | m
4/8J | ^^Trench average; 2.50m - 3.00m deep |  | m
Extra over excavating trenches irrespective of depth
4/9A | ^^ breaking up existing road surface; saw cutting either side of trench; disposal off site temporary re-instatement |  | m
4/9B | ^^Excavating trenches outside site boundary; providing traffic management system and protection as required; through existing public road; reinstatement on completion including sand bed, concrete surround, backfilling with hardcore, new road surface connected to existing including all impermeable sheeting, joints, dowels, etc; all as per Engineer's Drawing. |  | m
4/9C | ^^Excavating around existing services; parallel to excavations |  | Item
4/9D | ^^Excavating around existing services; crossing excavations |  | Item
Disposal
4/9E | ^^Ground water |  | Item
4/9F | ^^Surface water |  | Item
Plain compacted concrete C16/20 in bed and surround laid in trench and graded to falls, haunch up both sides of pipe after jointing, surround pipe in concrete carried up from the bed in a square section to a height of 120 mm over the top of the pipe, include wrapping pipe in visqueen 1000 for all pipes less than 1200mm to pipe crown: as shown on Engineers Drawing & IAW STD-WW-08 'TYPE D SURROUND'
Beds and coverings to pipes
4/9G | ^^200 mm bed, 750 mm wide and 120 mm min. over 225 mm pipe. |  | m
Granular fill to SR21, hardcore clause 808; obtained off site; well compacted in 225mm layers; with Class B granular bedding; as shown on Engineer's Drawing
Beds and coverings to pipes
4/10A | ^^450 x 450 to 150 mm diameter pipe |  | m
Drains; approved uPVC pipes and fittings
Pipework; laid in trenches
4/10B | ^^225 mm nominal size |  | m
^^^^Extra over 225 mm pipework runs for
4/10C | ^^^^^^Connection to existing manhole in public road (pipe run from SMH 4.00 to EX SMH) |  | nr
4/10D | ^^^^^^Connection to attenuation tank |  | nr
4/10E | ^^^^^^Connection to petrol interceptor |  | nr
4/10F | ^^^^^Bends |  | nr
4/10G | ^^^^^Extra for tee junction; 225 - 150 |  | nr
4/10H | ^^150 mm nominal size |  | m
^^^^Extra over 150 mm pipework runs for
4/10J | ^^^^^Bends |  | nr
Pipe accessories; SIC; Stormwater Inspection Chamber; bedding and surround in concrete; excavation; D400 rated; as per Architect's Specification.
4/11A | ^^Square single seal galvanized mild steel locking cover and frame, to suits depths to achieve required falls, include for necessary riser pices and the like |  | nr
4/11B | ^^^^^Extra over for; inset type cover; as per Architect's Specification |  | nr
Manholes: Excavations, disposal, earthwork support, working space, backfilling in Clause 804 as before, bed, 225mm thick plain in-situ concrete grade 20 on 75mm thick lean mix blinding layer; walls, 1200 mm nominal diameter precast concrete chamber rings with 150 mm thick plain in-situ grade 20 concrete surround externally, benching to bottoms in plain in-situ concrete grade 20, steel float finish, include building in ends of pipes and making good, fully seal base of manholes, cover slab, 150 mm thick precast concrete with 900 x 900 mm clear opening for cover and frame measured elsewhere, galvanised steel heavy duty manhole step iron with ends cut and pinned to precast concrete manhole wall and spaced at 300 mm staggered centres, including channels, benching and the like necessary for a complete installation; all as per Engineers Drawing
Manholes
4/11C | ^^1200 mm diameter; 0.50 - 1.00m deep |  | nr
4/11D | ^^1200 mm diameter; 1.00 - 1.50m deep |  | nr
4/12A | ^^1200 mm diameter; backdrop manhole Type 2; I.A. W UE STD-WW12; backdrop from 2 pipes, one either side of manhole; 2.00 - 2.50m deep (SMH 1.03) |  | nr
4/12B | ^^1200 mm diameter; 1.50 - 2.00m deep |  | nr
4/12C | ^^^^extra over for weir to be installed in manhole to allow overflow to existing drainage system (SMH 4.02) |  | nr
4/12D | ^^1200 mm diameter;backdrop manhole Type 2; I.A. W UE STD-WW12; backdrop from 2 pipes, one either side of manhole; 1.50 - 2.00m deep (SMH 4.01) |  | nr
4/12E | ^^^^extra over for work outside site boundary in public road |  | nr
4/12F | ^^1200 mm diameter; 2.00 - 2.50m deep |  | nr
4/12G | ^^^^extra over for work outside site boundary in public road (SMH 4.00) |  | nr
4/12H | ^^1200 mm diameter; 3.00 - 3.50m deep (SMH 1.04) |  | nr
4/12J | ^^900 mm diameter; 1.00 - 1.50m deep |  | nr
4/12K | ^^900 mm diameter; 1.50 - 2.00m deep |  | nr
Extra Over for:
4/12L | ^^^^^Building manhole on existing live storm line. |  | nr
Sundries; galvanised cast iron
Manholes covers and frames; ductile iron to IS EN 124, Class D400; bedding frame in cement mortar [1:3]; with 215mm solid engineering bricks; sealing cover with grease; all as per Engineer's Drawing.
4/13A | ^^600 mm diameter |  | nr
4/13B | ^^600 mm diameter; perforated lid to swales |  | nr
Stamped Surround
4/13C | ^^'Tarstone' Road Mastic Ironworks or similar stamped surround to manhole cover; cutting in and making good |  | nr
Sundries; backdrop assemblies
Manholes covers and frames; ductile iron to IS EN 124, Class D400; bedding frame in cement mortar [1:3]; with 215mm solid engineering bricks; sealing cover with grease; all as per Engineer's Drawing.
4/13D | ^^600 mm diameter |  | nr
4/13E | ^^600 mm diameter; perforated lid to swales |  | nr
4/13F | ^^Type 2; as per I.A.W. UE DRG-STD-WW-12; 225mm dia. pipe; drop 900 - 1700mm |  | nr
4/13G | ^^^^extra over for work outside site boundary in public road (SMH 4.01) |  | nr
Petrol Interceptor; Klargester NSBP003 or equivalent; to suit QBAR inflow; excavation; disposal; connections to pipework; all as per Engineers Drawing & Specification
4/13H | ^^Class 1 Bypass Petrol Interceptor complete |  | nr
Road gullies
Pipe accessories; precast concrete road gully pots to BS 556 and square road grating; 150mm concrete bed and surround; excavation; disposal etc; as per Engineer's Drawings
4/14A | ^^Generally |  | nr
Pipe accessories; corporation type road gullies, class D400 cover; heavy duty; black coated; hinged; lockable; ductile iron; gully grating and frame to EN 124 : 1994; 150mm thick bedding and haunching in concrete; as per Engineers Drawings
4/14B | ^^Generally |  | nr
Stamped Surround
4/14C | ^^'Tarstone' Road Mastic Ironworks or similar stamped surround to road gully cover; cutting in and making good |  | nr
Sundries
Composite item
4/14D | Swale; As per Engineer's drawing C-0026 and specification incl excavation; non woven Geotextile lining, 100mm perforated pipe, 10mm pea gravel surround and backfilled with lightweight free draining sandy soil min 90% sand; 150mm perforated pipe with non woven permeable geotextile wrap; trench 500mm wide min. x 900mm deep min; overall width of grass swale min. 1.9m |  | m
Composite item
4/15A | Linear Filter Drain beneath permeable paving; As per Engineer's drawing C-0025 & C-0026 and specification incl excavation; 20/40 stone drainage fill to IS EN 13342 lightly compacted in layers; 150mm perforated pipe with non woven permeable geotextile wrap; trench 450mm wide min. x 1350mm deep min |  | m
Composite item
4/15B | Bio-Retention Tree Pit; As per Engineer's drawing C-0025 & C-0026 and specification incl excavation; impermeable liner non woven Geotextile horizontal & vertical to trench sides; lightweight free draining sandy soil filter media 750 deep min.; 90% sand; 100-300mm per hour permeability; 150mm deep layer of sand media; 4/40mm stone drainage layer 500mm deep; 150mm perforated collector pipe with geotextile wrap in 10mm pea grabel bed; vertical access pipe capped; 75mm organic mulch; 1.6m wide x 1.475m deep x 4.4-9.4m long |  | nr
4/15C | Tree measured Separately |  | Note
Testing and commissioning
4/15D | ^^Foul and Surface Water Drainage; in stages and on completion. |  | Item
Completion of a "CCTV" survey; results to be distributed to the Design Team
4/15E | ^^Foul and Surface Water Drainage. |  | Item
ATTENUATION TANK
NOTES
| Refer to Engineers Drawings for Details |  | noid
| Please note that the attenuation tank is located within the boundary of the site. |  | noid
| Contractor is to incude for all diversion of existing lines, hoarding, security etc while work is being completed |  | noid
| Contractor is to include for maintaining access and egress for existing residents |  | noid
| Contractor is to include for temporary works to allow installation of the attenuation tank/soakaway; sheet piles or other items as required based on methodology |  | noid
| Contractor is to include for temporary works design |  | noid
| Include within the rates for all rocker pipes as shown on drawings |  | noid
ATTENUATION TANK
Excavation
Reduce Levels
4/16A | ^^^Depth not exceeding 4.00m - 6.00m |  | m3
Earthwork Supports
Maximum Depth; 4.00 - 6.00m
4/16B | ^^Distance between apposing faces >4.00m |  | m2
4/16C | ^^ while Earthworks Support has been measured the contractor shall include for the cost of their methodology to construct the soakaway which could include sheet piling or other earthwork supports to retain sides of excavation and allow access for residents |  | Note
4/16D | ^^Allow for Temporary works |  | Item
4/17A | ^^Allow for Temporary works design by a specialist designer |  | Item
Disposal
Excavated material
4/17B | ^^Off site |  | m3
Filling with hardcore to be obtained off-site; 19-51mm washed, crushed, angular stone; depositing in 150mm layers maximum thickness; compacting
Filling to excavations
4/17C | ^^Average thickness not exceeding 250mm |  | m3
4/17D | ^^Average thickness exceeding 250mm |  | m3
Filling to make up levels
4/17E | ^^Average thickness not exceeding 250mm |  | m3
Stormwater Attenuation Soakaway; Aquacell or equivalent 95% void former designed to infiltrate all storms upto & iuncluding a 1:100 year + 30% climate change event; rate of infiltration 'f' equal to 1.75x10-5m/s; allow for excavation, disposal and the like; all in accordance with the Engineer's specification and manufacturers instructions
Attenuation Tank: Composite Item
4/17F | ^^^^32m x 12m x 3m deep, installed to invert and cover levels as per Engineers Drawings and manufacturers recommendations |  | Item
4/17G | ^^Excavating around and diverting existing services; parallel to excavations |  | Item
4/17H | ^^Excavating around and diverting existing services; crossing excavations |  | Item
Surface treatments
Blinding filling; sand
4/18A | ^^50mm thick |  | m2
Sundries
ADS geosynthetics 601T Non-woven geotextile; all necessary laps and joints; to manufacturers instructions and Engineer's specification and Drawings
4/18B | ^^^Generally, vertically and horizontally |  | m2
WATERMAIN
Excavating service trenches to receive pipes; starting from existing or reduced ground levels; filling in with sand material to a depth of 150 over top of pipes; filling in with material to Clause 804 to remainder; all as per Engineer's Drawing
Excavating trenches to receive pipes not exceeding 250mm nominal diameter
4/18C | ^^Average 1000mm deep |  | m
4/18D | ^^^^^Extra; placing marker tape 150 below filling |  | m
Extra over excavating trenches irrespective of depth
4/18E | ^^ breaking up existing road surface; saw cutting either side of trench; disposal off site temporary re-instatement |  | m
4/18F | ^^ breaking up existing concrete footpath 150mm thick; disposal off site |  | m
4/19A | ^^^^^Excavating trenches outside site boundary; providing traffic management system and protection as required; through existing public road; reinstatement on completion including sand bed, concrete surround, backfilling with hardcore, new road surface connected to existing including all impermeable sheeting, joints, dowels, etc; all as per Engineer's Drawings |  | m
Pea gravel surrounding pipe, underneath a minimum of 340mm hardcore Clause 808 fill material; as per Engineers Drawing 16-124-T-004
Beds and coverings to pipes
4/19B | ^^Pipe coverings over road areas |  | m
PE plastic pipe work or equivalent pipes and fittings; IS EN 12201
Pipework ; laid in trenches
4/19C | ^^100 nominal size |  | m
Accessories
4/19D | ^^Being outside the site boundary |  | m
4/19E | ^^Bends; 100mm nominal size |  | nr
4/19F | ^^Bends; 100mm nominal size; long radius |  | nr
4/19G | ^^Extra over 100 x 100 x 100 mm Tee branch. |  | nr
Pipe accessories
Fire Hydrant
4/19H | ^^Fire hydrant with 110 mm inlet and 110 mm round thread outlet and square spindle to comply with BS 750 and the requirements of the Local Authority; all as per typical Engineers Detail and per Engineers Drawing |  | nr
4/20A | ^^Precast concrete hydrant marker post, bedded in concrete, with cast iron plates. |  | nr
Sluice Valve
4/20B | ^^Cast iron sluice valve to comply with B.S 5163-1:2004: sluice valve to open clockwise: connecting up to 100 mm diameter u.p.v.c pipe including cast iron wavintee and riser pieces and all other fittings; Cast iron sluice valve surface box and frame, heavy duty, to IS 261 , including bedding and surrounding in concrete, grade C25. all as per typical Engineers detail Drawing |  | nr
4/20C | ^^extra over for work outside site boundary in public road |  | nr
4/20D | ^^extra over for being on existing watermain line |  | nr
4/20E | ^^Precast concrete SV marker post, bedded in concrete, with cast iron plates. |  | nr
Scour Valve
4/20F | ^^Cast iron scour valve to comply with B.S 5163-1:2004: sluice valve to open clockwise: connecting up to 100 mm diameter u.p.v.c pipe including cast iron wavintee and riser pieces and all other fittings; Cast iron scour valve surface box and frame, heavy duty, to IS 261 , including bedding and surrounding in concrete, grade C25. all as per typical Engineers detail Drawing |  | nr
Wash Out Hydrant
4/20G | ^^complete installation including flap valve; rocker pipes to surface water manhole; all as per typical Engineers Detail STD-W30B and Uisce Eireann details |  | nr
4/21A | ^^Precast concrete hydrant marker post, bedded in concrete, with cast iron plates. |  | nr
Bulk Water Meter
4/21B | ^^complete installation including Electromagnetic Bulk water meter; all as per typical Engineers Detail STD-W26 and Uisce Eireann details |  | nr
4/21C | ^^Precast concrete hydrant marker post, bedded in concrete, with cast iron plates. |  | nr
Commercial Meter (Caretaker)
4/21D | ^^complete installation including commercial water meter; all as per typical Engineers Detail sand Uisce Eireann details |  | nr
4/21E | ^^Precast concrete hydrant marker post, bedded in concrete, with cast iron plates. |  | nr
Excavations, disposal, earthwork support, working space, backfilling in Clause 804 as before, bed, 225mm thick plain in-situ concrete grade 20 on 75mm thick lean mix blinding layer; walls, 250mm insitu concrete walls with 150 mm thick plain in-situ grade 20 concrete surround externally, benching to bottoms in plain in-situ concrete grade 20, steel float finish, include building in ends of pipes and making good, fully seal base of manholes, cover slab, 250 mm thick precast concrete with 900 x 900 mm clear opening for cover and frame measured elsewhere, galvanised steel heavy duty manhole step iron with ends cut and pinned to precast concrete manhole wall and spaced at 300 mm staggered centres, including channels, benching and the like necessary for a complete installation; all as per Engineers Drawing
Valve Chamber
4/22A | 2000 mm x 2000mm on plan; 1.50 - 2.00 m deep |  | nr
Sundries; galvanised cast iron
Manholes covers and frames; ductile iron to IS EN 124, Class D400; bedding frame in cement mortar [1:3]; with 215mm solid engineering bricks; sealing cover with grease; all as per Engineer's Drawing.
4/22B | 900 mm x 900mm on plan |  | nr
Air Valve
4/22C | Air valve chamber, constructed as per Engineers drawing & specification |  | nr
Fire Hydrant
4/23A | Fire Hydrant chamber ,1050 x 1050mm , on plan, constructed as per Engineers drawing & specification |  | nr
Sluice Valve
4/23B | Sluice valve chamber ,1050 x 1050mm , on plan, constructed as per Engineers drawing & specification |  | nr
Scour Valve
4/23C | Scour valve chamber, constructed as per Engineers drawing & specification |  | nr
Boundary Box
4/23D | As per Engineer's drawings & specification |  | nr
Bulk Water Meter
4/23E | As per Engineer's drawing C-0040 & specification |  | nr
Commercial Meter
4/23F | As per Engineer's drawing C-0040 & specification |  | nr
Connections to existing watermain
Connect end of 100 diameter pipes to existing watermain; including all necessary excavation; forming openings; inserting new branch connections as required; making good all work disturbed
4/23G | ^^100 diameter pipes; connections at 1.50m (approximately) below stripped ground level, outside the site boundary in public road |  | Item
Sundries
Thrust block; triangular; concrete to be class 20N20 including for excavation, disposal of surplus spoil; levelling and compacting, formwork etc; as per Engineer's Drawing
4/24A | ^^1200 x 400 x 1140 |  | nr
Testing and Commissioning
4/24B | Testing and Commissioning & Certification in accordance with the Code of Practice for Water Infrastructure IW-CDS-5020-03. |  | note
4/24C | ^^Allow for testing the watermain in accordance with the Code of Practice for Water Infrastructure refer to section 4.10. including Cleansing of Pipe by scouring and swabbing, pressure testing by experienced personnel in the presence of IW representative, swabbing after testing, disinfection, water quality testing, connection to water network, flushing of water mains, bacteriological tests and submission of final documents. Contractor is strictly referres to IW-CDS-5020-03 and the information contained within tofully comply with the complete instllation of the watermain. |  | item
4/24D | ^^Allow for testing the watermain joints in accordance with the Code of Practice for Water Infrastructure Section 3.10.4, including but not limited to Burst Test, Joint Toughness Test, Joint Ductility Tensile Test, Destructive Weld Test, Pressure Test. |  | item
4/24E | ^^Certification including Independant Third Party Certification as per IW Code of Practice for Water Infrastructure Section 3.10.4. |  | item
4/25A | ^^The Contractor shall include for the employment on this site of a Chartered Engineer with P.I. Insurance of Ç2.50m to supervise, inspect and certify all installations, backfilling, testing of water and waste water systems in the site and shall provide all confirmations required by the Irish Water Quality Assurance (QA) Field Inspection Requirements Manual, refer to Engineers Paticular Specification Section 9. |  | item
4/25B | ^^The contractor shall comply with all insurance and testing requirements set out in the Engineers Paticular Specificatiuon. |  | item
Other Items
4/25C | Provide for all labour, materials, plant and all items which in the tenderers opinion are not specifically allowed for in this section of the works but which can be reasonably inferred from the works requirements as being necessary for the execution and completion of the works. - (List items below) |  | Item
(60) SITE SERVICES (MAINLY ELECTRICAL)
SITE SERVICES (MAINLY ELECTRICAL)
WORKS OUTSIDE SIDE BOUNDARIES
5/1A | ^^Excavating trenches outside site boundary; providing traffic management system and protection as required; through existing public road; reinstatement on completion including sand bed, concrete surround, backfilling with hardcore, new road surface connected to existing including all impermeable sheeting, joints, dowels, etc; all as per Engineer's Drawing. |  | m
Generally
INFORMATION
5/1B | For a detailed description of materials and workmanship, contractors are to refer to both the Architectural & Engineering Specification documents. |  | Note
DRAWINGS
5/1C | For layout and elevations refer to Architectural & Structural Plans and Elevations. |  | Note
NOTES
5/1D | The Contractor is required to visit the site and ascertain the nature of work involved in this section. No charge for extra labour, plant or material will be allowed in consequence of the Contractors failure to do this. |  | Note
5/2A | The Contractor is required to make himself aware of the presence and location of all existing services and shall take all necessary precautions to avoid interference or damage to these services both overhead and underground during the execution of the works. The Contractor shall make due allowance in his rates for working in and around and maintaining live these services as necessary including the erection of 'goal posts' where necessary. Any damage caused shall be made good at the Contractors own expense. |  | Note
5/2B | All works associated with this element must be executed in strict accordance with the requirements of the Services Engineers; Tenderers must carefully review these documents and make all necessary allowance in their rates for executing work in accordance with these requirements. |  | Note
5/2C | The works hereunder are for the scope of works to be carried out, irrespective of phasing requirements; Tendering Contractors are to include hereunder or elsewehere within the tender for executing the works in the separate phases set out in the Preliminaries section of the Bill of Quantities. |  | Note
5/3A | Working outside the contractors site compound / contractors encroachment area has not been measured separately; Refer to Architects Drawings for details of contractors encroachment area; The Contractor is to include hereunder within his rates for all additional costs in the form of liaising with the employers representative, the camp authorities, additional temporary watching, security, hoarding, lighting, traffic management, road cones etc. when working outside the encroachment area identified. |  | Note
5/3B | Tendering Contractors are to include here or elsewhere within their rates for all costs associated in connection with allowing access to the site to the public utility providers; Contractors are to include for any general or special attendances deemed necessary. |  | Item
5/3C | Tendering Contractors are to include here or elsewhere within the tender for all costs in connection with liasing and programming required in connection with the public utility providers. |  | Item
ESB, PUBLIC LIGHTING, Eir, Telcoms
Excavating services trenches to receive pipes; starting from existing or stripped level; filling in with sand to a depth of 200mm over top of pipes; filling in with hardcore obtained off site to remainder.
Excavating trenches to receive pipes (1 nr - ESB 125mm Dia.); refer to Engineers Drawings for details
5/3D | ^^Average 900mm deep |  | m
5/4A | ^^^^^Extra; placing marker tape 150mm below top of filling |  | m
5/4B | ^^^^^excavating trenches outside site boundary; providing traffic management system and protection as required; through existing public road; reinstatement on completion including sand bed, concrete surround, backfilling with hardcore, new road surface connected to existing including all impermeable sheeting, joints, dowels, etc; all as per Engineer's Drawings |  | m
5/4C | ^^Excavating around existing services; parallel to excavations |  | Item
5/4D | ^^Excavating around existing services; crossing excavations |  | Item
Excavating trenches to receive pipes (1 nr -Public Lighting); not exceeding 250mm nominal diameter
5/4E | ^^Average 1000mm deep |  | m
5/4F | ^^Average 1000mm deep (Central Open Space Duct Replacement) |  | m
5/4G | ^^^^^Extra; placing marker tape 150mm below top of filling |  | m
5/4H | ^^Excavating around existing services; crossing excavations |  | Item
5/4J | ^^Excavating around existing services; crossing excavations |  | Item
Excavating trenches to receive pipes (1 nr Eir & 1 nr Virgin); not exceeding 250mm nominal diameter
5/4K | ^^Average 1000mm deep (Eir) |  | m
5/4L | ^^Average 1000mm deep (Virgin) |  | m
5/4M | ^^^^^Extra; placing marker tape 150mm below top of filling |  | m
5/5A | ^^^^^excavating trenches outside site boundary; providing traffic management system and protection as required; through existing public road; reinstatement on completion including sand bed, concrete surround, backfilling with hardcore, new road surface connected to existing including all impermeable sheeting, joints, dowels, etc; all as per Engineer's Drawings (Virgin) |  | m
5/5B | ^^Excavating around existing services; parallel to excavations |  | Item
5/5C | ^^Excavating around existing services; crossing excavations |  | Item
Excavating trenches to receive pipes (1 nr - EV); refer to Engineers Drawings for details
5/5D | ^^Average 900mm deep |  | m
5/5E | ^^^^^Extra; placing marker tape 150mm below top of filling |  | m
5/5F | ^^Excavating around existing services; parallel to excavations |  | Item
5/5G | ^^Excavating around existing services; crossing excavations |  | Item
Disposal
Water
5/5H | ^^Surface |  | Item
5/5J | ^^Ground |  | Item
ESB
Hard PVC pipes and fittings; BS3506; loose coupler and sealing ring
Pipework; laid in trenches
5/5K | ^^125mm nominal size |  | m
5/5L | ^^^^^Extra over for; draw wire |  | m
5/6A | ^^^^^Extra over for; work outside site boundary |  | m
Extra over pipes in which they occur
5/6B | ^^Bends; 125mm nominal size |  | each
Inspection chamber
Inspection chamber; all as typical ESB manhole construction; precast concrete unit complete
5/6C | ^^600 x 600mm; average 1000mm deep |  | nr
5/6D | ^^600 x 600mm; average 1000mm deep (EVM) |  | nr
Sundries; galvanised cast iron
Manhole cover and frame with locking device; bedded frame in cement mortar (1:3); sealing cover with grease
5/6E | ^^Heavy duty; to suit 600 x 600mm manhole |  | nr
Sundries; as per Services Engineers Drawings
Bases for mini pillars
5/6F | ^^375 x 375 x 1330mm; concrete grade 20N; excavation, disposal and formwork. |  | nr
5/6G | ^^375 x 375 x 1330mm; concrete grade 20N; excavation, disposal and formwork. (EVM) |  | nr
Substation Kiosk plinth; 20N concrete; excavation; disposal; formwork
5/6H | ^^2000 x 1200 x 915mm |  | Item
Connect new utility supply to existing utility supply on the public road within the site boundary; including all necessary excavation, new pipework, pipe surround, backfilling; forming openings; making good all work disturbed to the satisfaction of the Local Council; including the provision of traffic management for the duration of the works; include for co-ordination of works and connection with the utility provider; include for all works necessary to complete
Connection to existing utilities
5/7A | ^^New 125mm diameter ESB MV duct to existing; 1 Nr. pipes; connections at 1.0m (approximately) below ground level |  | nr
PUBLIC LIGHTING
Hard PVC pipes and fittings; BS3506; loose coupler and sealing ring
Pipework; laid in trenches
5/7B | ^^100mm nominal size |  | m
5/7C | ^^100mm nominal size |  | m
5/7D | ^^^^^Extra over for; draw wire |  | m
Extra over pipes in which they occur
5/7E | ^^Bends; 100mm nominal size |  | nr
Sundries
Bases for lamp standards
5/8A | ^^1200 x 1200 x 1000mm Base; including concrete grade 25N; excavation; disposal; formwork, compacted sand backfill, leanmix surround; including 1nr. 110mm uPVC conduit cast in for cable entry; as per Service's Engineer Drawings (P1-P4) |  | nr
5/8B | ^^1200 x 1200 x 1000mm Base; including concrete grade 25N; excavation; disposal; formwork, compacted sand backfill, leanmix surround; including 1nr. 110mm uPVC conduit cast in for cable entry; as per Service's Engineer Drawings (Replacement Extg bases in Central Open Space) |  | nr
5/8C | ^^^^^Extra over for works as a repacment of existing base (Central Open Space) |  | nr
Supply and install new lamp standards; LED Lantern; 222W, 3400lm, 4000K DW50 Distribution on 6m pole; connections and all wiring complete
5/8D | ^^6000mm high lamp standards to concrete bases; mortices, holes, bolts etc. |  | nr
5/8E | ^^6000mm high lamp standards to concrete bases; mortices, holes, bolts etc. (Central Open Space) |  | nr
Bases for lamp standards
Bases for micro pillars
5/8F | ^^375 x 375 x 1330mm; concrete grade 20N; excavation, disposal and formwork. |  | nr
Removal of existing Public lighting
Disconnect & remove
5/9A | Existing light standards & fittings including making good to existing paved finishes |  | nr
5/9B | Disconnect and remove existing light fitting & bracket from existing standard |  | nr
Site Lighting Installation
Site Lighting Installation
5/9C | ^^Contractor to include for the complete installation of the Site Lighting Element including all lamp standards, cabelling, Lanterns etc all as per Service's Engineer Drawing & Waterman Moylan Electrical Specification for Public Lighting. |  | Item
EV
Hard PVC pipes and fittings; BS3506; loose coupler and sealing ring
Twin Wall Upvc Pipework; laid in trenches
5/9D | ^^100mm nominal size |  | m
5/9E | ^^^^^Extra over for; draw wire |  | m
Extra over pipes in which they occur
5/9F | ^^Bends; 110mm nominal size |  | nr
EV Charger
Electric vehicle car charger DNOO cuttoff & Meter
5/9G | ^^1200 x 600mm; average 1000mm deep |  | nr
Electic Vehicle Charger Outlet
5/10A | Electric vehichel car charger outlet, gourndmounted, with a seperate compartment for mete |  | nr
Sundries; galvanised cast iron
Manhole cover and frame with locking device; bedded frame in cement mortar (1:3); sealing cover with grease
5/10B | ^^Heavy duty; to suit 1200 x 600mm manhole |  | nr
Connecting to existing service
Connect end of pipes to existing manhole; including all necessary excavation; forming openings; including all necessary temporary works; making good all work disturbed
5/10C | ^^110mm diameter pipes; connection at 1.50m (approximately) below existing cover level (Telcom) |  | nr
EIR
Hard PVC pipes and fittings; BS3506; loose coupler and sealing ring
Twin Wall Upvc Pipework; laid in trenches
5/10D | ^^100mm nominal size |  | m
5/10E | ^^^^^Extra over for; draw wire |  | m
Extra over pipes in which they occur
5/10F | ^^Bends; 100mm nominal size |  | nr
Inspection chamber
Inspection chamber; all as typical Telecom manhole construction
5/11A | ^^1200 x 600mm; average 1000mm deep |  | nr
Sundries; galvanised cast iron
Manhole cover and frame with locking device; bedded frame in cement mortar (1:3); sealing cover with grease
5/11B | ^^Heavy duty; to suit 1200 x 600mm manhole |  | nr
Connecting to existing service
Connect end of pipes to existing manhole; including all necessary excavation; forming openings; including all necessary temporary works; making good all work disturbed
5/11C | ^^110mm diameter pipes; connection at 1.50m (approximately) below existing cover level (Telcom) |  | nr
VIRGIN
Hard PVC pipes and fittings; BS3506; loose coupler and sealing ring
Twin Wall Upvc Pipework; laid in trenches
5/11D | ^^100mm nominal size |  | m
5/11E | ^^^^^Extra over for; draw wire |  | m
5/11F | ^^^^^Extra over for; being laid outside the site boundary |  | m
5/11G | ^^^^^Extra over for; connection to existing VM Cabinet |  | nr
Extra over pipes in which they occur
5/12A | ^^Bends; 110mm nominal size |  | nr
Inspection chamber
Inspection chamber; all as typical Telecom manhole construction
5/12B | ^^1200 x 600mm; average 1000mm deep |  | nr
Sundries; galvanised cast iron
Manhole cover and frame with locking device; bedded frame in cement mortar (1:3); sealing cover with grease
5/12C | ^^Heavy duty; to suit 1200 x 600mm manhole |  | nr
Connecting to existing service
Connect end of pipes to existing manhole; including all necessary excavation; forming openings; including all necessary temporary works; making good all work disturbed
5/12D | ^^110mm diameter pipes; connection at 1.50m (approximately) below existing cover level (Telcom) |  | nr
5/12E | ^^^^^Extra over for; being outside the site boundary |  | nr
Other Items
5/12F | Provide for all labour, materials, plant and all items which in the tenderers opinion are not specifically allowed for in this section of the works but which can be reasonably inferred from a site inspection and the works requirements as being necessary for the execution and completion of the works. - (List items below) |  | Item
(70) SITE FITTINGS
(70) SITE FITTINGS
Generally
INFORMATION
6/1A | For a detailed description of materials and workmanship, contractors are to refer to both the Architectural & Engineering Specification documents. |  | Note
DRAWINGS
6/1B | For layouts refer to Architectural Plans. |  | Note
Fittings Equipment and Furniture
Re-fit existing site sign; retained from wall of existing entrance
6/1C | ^^Fixed to new walls |  | item
Site Sign; on structural steel supports to Contractor's Design; including all lettering, logo's and the like; all to Architect's Approval
Site Sign
6/1D | ^^Estate name Signage; Kildare County Council Standard |  | Item
Signage to comply with Department of the Environment Specifications and Traffic Sign Manuals, complete with 76 mm diameter x 5 mm thick powder coated mild steel tubular posts 2500 mm high above ground, posts set in 600 x 600 x 600 mm Grade 35N in-situ concrete foundation complete, to standard shape/font, to demonstrate/read: as per Engineers Drawing C-0050
Road Signage
6/1E | ^^Accessible Parking Bay; Ref. F204 |  | nr
| ^^Accessible Parking Bay; enamel coated external grade sign; 170 x 170mm mounted at 1000mm above FGL |  | nr
| ^^Accessible Entrance sign; enamel coated external grade sign; 170 x 170mm mounted at 1000mm above FGL |  | nr
6/2A | ^^'STOP' sign; Ref. RUS 027 |  | nr
Other Items
6/2B | Provide for all labour, materials, plant and all items which in the tenderers opinion are not specifically allowed for in this section of the works but which can be reasonably inferred from a site inspection and the works requirements as being necessary for the execution and completion of the works. - (List items below) |  | Item
(80) LANDSCAPING
(80) LANDSCAPING
Generally
INFORMATION
7/1A | For a detailed description of materials and workmanship, contractors are to refer to both the Architectural & Engineering Specification documents. |  | Note
NOTES
7/1B | The Contractor shall allow in his rates for carrying out the planting element of the following works, at a time recommended as best practice for growth. This may be a period after substantial completion, depending on the programme, if so required. |  | Note
7/1C | All shrubs / plants shall be best quality nursery stock, similar in size and quality in accordance with BS 3969 Part 1. |  | Note
SURFACE PAVINGS, FENCING AND LANDSCAPING: Grassing and Planting
Topsoil to BS 3882:1994; areas generally as per drawings; General purpose grade
7/1D | ^^150mm thick |  | m2
Grassing and Planting
Cultivating; surfaces of filling
7/1E | ^^Rotavating 300mm deep; grading, removing debris; harrowing; weeding; preparing for seeding |  | m2
7/1F | ^^Countouring and grassy mounds to 'Play Trails' & boulders |  | m2
Surface applications
7/1G | ^^Fertilizer 0.10kg/m2; raking in |  | m2
Seeding; as per Landmark Design & Consultancy Drawings 01 & 02 & specification
7/2A | ^^Grass seed; Amenity Lawn Mix; 35-50g/m2 raking in |  | m2
7/2B | ^^Grass seed; Wet Grassland Mix; 25g/m2 raking in |  | m2
7/2C | ^^Safety Grass; 'Safa' Grass safety surface to EN1177 |  | m2
Tree Pits
Form tree pits including 10% existing pit soil, 70% imported topsoil, 20% peat moss, bone meal, including all excatation and disposal
7/2D | ^^1000 mm x 1000 mm deep. |  | nr
7/2E | ^^1500 mm x 1500 mm deep; Bio Retention SuDS Tree pit |  | nr
Trees; as per Landmark Design & Consultancy Drawings 01 & 02 & specification
7/2F | ^^T1 - Tilia Cordata 'Greenspire', 16-18cm rootballed |  | nr
7/2G | ^^T2 - Sorbus Aucuparia, 16-18cm rootballed |  | nr
7/2H | ^^T3 - Betula Pendula, 16-18cm rootballed |  | nr
7/2J | ^^T4 - Quercus Robur, 16-18cm rootballed |  | nr
7/2K | ^^T5 - Prunus Padus, 16-18cm rootballed |  | nr
7/2L | ^^Tree cage; powdercoated rigid weldmesh; staked and tied to detail; 300mm diameter x 1800mm high |  | nr
Hedge Rows; native/naturalised hedgerow planting; thornless; 200mm centres; 20% Acer campestre; 35% Fagus sylvatica; 35% Coryluis avellana; 10% IIex aquifolium; straining posts; plastic wire
7/3A | ^^600mm high; 1000mm planting zone |  | m
Boulders; Play Trails; grouped in areas as shown on andmark Design & Consultancy Drawings 01 & 02 & specification
7/3B | ^^generally in groups massed together |  | nr
Underground Play Tunnel; excavation; contouring; proprietary item; HDPE construction; 50º exits; 750mm diameter
7/3C | ^^Ref FIAGT60; 1100mm wide x 930mm high x 6080mm long |  | Item
Platform & Embankment Slide; excavation; disposal; setting in posts and slide base; certification; include forming embankment; grading
7/3D | ^^4720 x 4140 x 1610mm drop |  | Item
Maintenance
7/3E | ^^Allow for cutting grassed areas regularly during the defects liability period after the grass is established, roll and make good any areas where grass is not fully established. Include for providing monthly maintenance certificates. |  | Item
7/3F | ^^Allow for maintenance of planting during the defects liability period as specified in Architects Specification. |  | Item
7/4A | ^^Maintain all planted and seeded areas to best horticultural practice for 12 months after Substancial Completion. |  | Item
7/4B | ^^Keep all areas tidy and weed-free at all times. |  | Item
7/4C | ^^Ensure that all plants and posts are straightened if leaning. |  | Item
7/4D | ^^Collect and dispose all litter in planted and grassed areas make 12 visits to site. |  | Item
7/4E | ^^Keep all planted areas free of weed by chemical treatment and hand weeding, remove any failed plants and breakage, fertilise all areas in spring and autumn with from the S.O. approved products make 12 visits to site. |  | Item
7/4F | ^^Allow for sufficient watering of all areas during any dry periods. |  | Item
Other Items
7/4G | Provide for all labour, materials, plant and all items which in the tenderers opinion are not specifically allowed for in this section of the works but which can be reasonably inferred from a site inspection and the works requirements as being necessary for the execution and completion of the works. - (List items below) |  | Item
Subtotal
Adjustment |  |  |  |  | 0
G.S.T
Total

## Trade Breakup Showing Markup
Bill Ref. | Description | Quantity | Unit | Rate | Markup (%) | Total
(10) PREPARED SITE
PREPARED SITE
Generally
INFORMATION
1/1A | For a detailed description of materials and workmanship, contractors are to refer to both the Architectural & Engineering Specification documents. |  | Note
DRAWINGS
1/1B | For layout and elevations refer to Architectural & Structural Plans and Elevations. |  | Note
NOTES
1/1C | Tendering Contractor to visit the site in accordance with the Invitation To Tender to ascertain the full extent of the works to be completed. |  | Note
1/1D | Contractor to uncover namholes and determine all Invert Levels of all connections before commencing construction works. |  | Note
| Note 1: For preambles see specification |  | noid
| 2: Unless otherwise stated all materials from demolitions are to be removed from site |  | noid
| 3: Sizes given for new opes exclude extra height, width, etc., for lintols and associated seatings, etc. |  | noid
| 4: The Contractor should note that certain items of the works in this element are to be salvaged and set aside for re-instatement into the new works. The Contractor is to visit the site and in conjunction with the Architect's drawings identify and establish the full extent of the works invovled and the requirements for incorporation of these items into the finished works as no claim to the contrary will be entertained |  | noid
| 5: Rates for demolitions are to include for extending finishings as described and making good all work disturbed |  | noid
| 6: Rates for demolition of walls etc., shall include for saw cutting at perimeters as required |  | noid
| 7: Removal of existing slates; the existing slates are to be carefully removed. The slates salvaged are to be stored on site for re-use |  | noid
| 8: Removal of existing timber door linings, window linings and shutters; these items are to be carefully removed and set aside on site for re-instatement into the new works |  | noid
| 9: Rates for demolitions are to include for excavating by hand where deemed necessary |  | noid
| 10: Rates to include for all temporary supports, shoring, propping, etc. |  | noid
| 11: The Contractor should note that in general where the works occur all loose items, finishes being replaced etc., are to be removed off site; he is to satisfy himself of the scope as no claim to the contrary will be entertained |  | noid
| 12: For the nature and extent of the work in this section the Contractor must visit the site to ascertain the full scope and detail of the work. Refer to Architect's drawings for general locations, etc. These drawings are to be read in conjunction with all other relevant Architect's and Engineer's drawings showing new and existing layouts |  | noid
| 13: Allow for carrying out all demolition works in accordance with the Structural Engineer's and Architect's specification, price the following items to comply with specification |  | noid
| 14: The following works take place within an existing building. The Contractor should satisfy himself of the full extent of demolitions and the restrictions involved in carrying out the proposed works as his rates will be deemed to be inclusive of the costs associated with works within an existing building |  | noid
| 15: The tenderer is to view in detail the proposed demolition works on site and is to satisfy himself of the full scope and extent of the works required in conjunction with the drawing details; the tenderer is to note that some elements of the structure to be demolished will be reinforced concrete and his price will be deemed to be inclusive of the costs associated with the extent of demolitions required |  | noid
| 16: n/a |  | noid
| 17: All Clause 804 and other imported fill used on site is to be in compliance with SR 21 Annex E 2014 |  | noid
1/4A
DEMOLITION AND ALTERATIONS: Demolition
Generally
1/4B | ^^Provide for giving adequate notice to enable the Employer to remove loose items, etc., prior to demolition work commencing |  | Item
1/4C | ^^Provide for giving adequate notice to specialists for the disconnection/relocation/diversion of existing services |  | Item
1/4D | ^^Examine all services points, equipment, etc., prior to removal/demolition work proceeding to ensure that removal/demolition can be carried out safely and without disruption to the Employer's services |  | Item
Dust Control
Control of dust created by demoliton
1/4E | ^^Screening and damping down dust created by demolition |  | Item
1/4F | ^^maintaining for duration of work |  | Item
1/4G | ^^clearing away |  | Item
Records
1/4H | Provide schedule of dilapidations/photographic records to show condition of existing building, boundaries and site prior to commencement of work on site, submit same to Architect and obtain Architects approval before proceeding with the work |  | Item
Demolishing individual structures; grub up foundations; strip-out and sort materials for recycling or disposal; careful works in proximity to live estate
1/5A | ^^existing Caretakers building; approx 10.00 x 4.5m |  | Item
1/5B | ^^Caravan complete including plinths, steps, cladding; 12 x 4.65m |  | Item
1/5C | ^^shed building to rear of and adjoining Dayhouse 1; making good wall of dayhouse; 8.3 x 3.9m |  | Item
1/5D | ^^shed building detached to east of Dayhouse 1; 4.3 x 3.5m |  | Item
1/5E | ^^shed building detached to east of Dayhouse 2; 4.3 x 3.5m |  | Item
Carefully demolish existing boundary walls or site features including making good and extending finishings to all work disturbed
1/5F | ^^Remove existing 2.4m High 16m long blockwork Wall and dispose off site (Entrance Walls) |  | item
1/5G | ^^extra over for carefully removing existing plaque and retain for re-use |  | item
1/5H | ^^steel entrance gate height restrictor and piers; set aside gate and store for re-use |  | nr
1/5J | ^^steel bollards at entrance |  | nr
1/5K | ^^steel bollards along footpath to public road |  | nr
1/5L | ^^Pallisade fence 1600mm high along boundary with road/neighboring estate; approx. 85m long overall |  | Item
1/6A | ^^Pallisade fence 2400mm high netween existing Caretakers and Dayhouse 1; circa 18m long overall |  | Item
1/6B | ^^Pallisade fence 2400mm high along boundary with fields; approx 125m long overall |  | Item
1/6C | ^^steel railings with double gates; 1000mm high; 16m long |  | Item
1/6D | boundary walls, plinths, gates and the like around Dayhouse 1 |  | item
1/6E | ^^boundary walls, plinths, gates and the like around Dayhouse 1 |  | Item
1/6F | ^^boundary walls, plinths, gates and the like around Dayhouse 2 |  | Item
1/6G | ^^boundary walls, plinths, gates and the like around Caretakers |  | Item
1/6H | ^^concrete bollards bases |  | nr
Break up existing paved areas
1/6J | ^^Existing tarmac surfaces, including 300 mm hardcore base and dispose off site (Estate Road) |  | m2
1/6K | ^^Existing tarmac surfaces, including 300 mm hardcore base and dispose off site (Public Road) |  | m2
1/6L | ^^Existing tarmac surfaces, including 300 mm hardcore base and dispose off site (Yards) |  | m2
1/6M | ^^extra over for work outside site boundary and working in existing entrance |  | m2
1/6N | ^^remove existing speed ramps |  | nr
1/6P | ^^remove existing concrete ramps and railings to Caretaker unit |  | Item
1/7A | ^^Existing concrete footpaths, 100mm thick, including 300 mm hardcore base and dispose off site. |  | m2
1/7B | ^^extra over for work outside site boundary |  | m2
1/7C | ^^Existing concrete footpaths to yards, 100mm thick, including 300 mm hardcore base and dispose off site. |  | m2
1/7D | ^^Existing concrete kerbing and concrete haunching and bedding, dispose off site |  | m
Break out or grub up existing services and fill voids with lean mix cooncrete
1/7E | ^^foul drainage pipework |  | m
1/7F | ^^storm drainage pipework |  | m
1/7G | ^^watermain pipework |  | m
1/7H | ^^existing Septic Tank |  | nr
1/7J | ^^existing manholes |  | nr
1/7K | ^^Access Junction |  | nr
1/7L | ^^Road Gullies |  | nr
EXCAVATION AND EARTHWORKS: Excavation
Removing
1/7M | ^^Removal existing trees shrubs and deleterious materials, girth not exceeding 450 mm; dispose off site (Trees generally within site) |  | Item
1/7N | ^^Removal existing trees shrubs and deleterious materials, girth not exceeding 450 mm; dispose off site (Trees along boundary with public road) |  | m
1/7P | ^^Removal existing site vegetation, dispose off site |  | m2
Excavation
Topsoil
1/8A | ^^Average 200mm deep |  | m2
Reduce levels
1/8B | ^^Starting at stripped level; not exceeding 2.00m deep |  | m3
1/8C | ^^^^^Extra over for breaking up rock |  | m3
Extra over excavating to reduced levels irrespective of depth;
1/8D | ^^^excavating alongside or next to existing roadways |  | item
1/8E | ^^^excavating alongside or next to existing walls |  | item
1/8F | ^^^excavating alongside or next to existing water services pipework |  | item
1/8G | ^^^excavating alongside or next to existing electricity supply duct |  | item
1/8H | ^^^excavating alongside or next to existing communications duct |  | item
1/8J | ^^^excavating alongside or next to existing storm or foul drain |  | item
1/8K | ^^^excavating around existing water services pipework |  | item
1/8L | ^^^excavating around existing electricity supply duct |  | item
1/8M | ^^^excavating around existing communications duct |  | item
1/8N | ^^^excavating around existing storm or foul drain |  | item
Disposal of water
1/8P | ^^Surface |  | Item
Disposal of topsoil
1/9A | ^^On-site |  | m3
1/9B | ^^Off-site |  | m3
Disposal of excavated material
1/9C | ^^off site |  | m3
Filling; crushed stone; clause 808 to SR21 specification Annex E; to; depositing in layers 150 maximum thickness; compacting by mechanical means; All to Engineer's Specification.
To make up levels
1/9D | ^^not exceeding 250mm thick |  | m3
Other Items
1/9E | Provide here for all labour, materials, plant and other items not specifically mentioned above but which, in the tenderers opinion, are inferred from the works requirements documents as being necessary for the proper execution and completion of the works (List Items Below) |  | Item
(30) SITE ENCLOSURES
SITE ENCLOSURES
Generally
INFORMATION
2/1A | For a detailed description of materials and workmanship, contractors are to refer to both the Architectural & Engineering Specification documents. |  | Note
DRAWINGS
2/1B | For layout and elevations refer to Architectural & Structural Plans and Elevations. |  | Note
Boundary Wall Type 5 - Masonry & Railings 1600mm high
EXCAVATION AND EARTHWORKS: Excavation
Excavation
Foundation trenches
2/1C | ^^Starting at stripped or reduced ground levels; 2.00m - 4.00m deep |  | m3
Disposal of water
2/1D | ^^Surface |  | Item
Disposal of excavated material
2/1E | ^^Off site |  | m3
Filling; crushed stone; to SR21 specification, depositing in layers 150mm maximum thickness; compacting by mechanical means
To excavations
2/1F | ^^Average thickness exceeding 250mm thick |  | m3
CONCRETE WORK: In-Situ Concrete
lean mix in-situ concrete; Grade C12/15N; vibrated
Bulk filling; under foundations
2/2A | ^^poured on or against earth |  | m3
Reinforced in-situ concrete; Grade C28/35N; vibrated
Foundations; poured on or against earth or unblinded hardcore
2/2B | ^^Generally |  | m3
Walls
2/2C | ^^thickness >150mm (300mm) |  | m3
CONCRETE WORK: Sundries
Designed joints; expansion joints; spacing; 3 times height of wall; 10 mm thick 'Flexcell' or equivalent in expansion joint; seal exposed faces with 10 x 10 mm 'Hilastic 44' or equivalent
2/2D | ^^300mm wide |  | m
Surface finishes
2/2E | ^^trowelling; top of wall |  | m2
CONCRETE WORK: Reinforcement
Reinforcement; hot rolled deformed round bars complying with BS 8666:2005; high yield bars deformed Type 2
Bar; straight or bent
2/2F | ^^<12mm diameter |  | t
2/2G | ^^>12mm - < 25mm diameter |  | t
Spacers & chairs
2/2H | ^^ cover as per Engineers Spec. |  | Item
Reinforcement; mesh fabric; BS 4483; hard drawn steel wire to BS 4482
Reference A393; 400mm laps
2/3A | ^^Horizontal in Foundations |  | m2
2/3B | ^^vertical in walls |  | m2
CONCRETE WORK: Formwork
Sawn formwork
Kickers
2/3C | ^^Walls; 300mm x 50mm high |  | m
Wrought formwork; Class F3; finish to be smooth and uniform
Walls
2/3D | ^^vertical |  | m2
CONCRETE WORK: Precast Concrete
Killeshal 518 wall capping or equivalent, 295 mm wide precast concrete capping, splayed and weathered both sides, fixed with 150 mm x 50 mm x 1.5 mm thick galvanised anchors built into blockwork at 600 mm centres and bedded in approved mortar mix as before.
Wall Capping
2/3E | ^^450 x 150 mm thick |  | m
SURFACE PAVING, FENCING & LANDSCAPING: Fencing
Metal Railing
2/4A | Metal railing panel with round railings to specialist design; Railing gaps to be less than 100mm, in accordance with TGD Part K; galvanised & powdercoated to RAL 7016; Square support post and fixings to Structural Engineers design and specification
2/4B | ^^1200mm high as per Architects detail fixed to concrete capping capping |  | m
Making Good Existing Boundary Walls
Boundary Walls
Walls
2/4C | Making good existing boundary walls; finish to match proposed perimeter boundary walls; one side measured (Wall to existing neighbouring estate Ardrew Meadows) |  | m2
2/4D | Repair temporary entrance in existing wall; build up and tooth in blockwork as required; make good |  | Item
Other Items
2/4E | Provide here for all labour, materials, plant and other items not specifically mentioned above but which, in the tenderers opinion, are inferred from the works requirements documents as being necessary for the proper execution and completion of the works (List Items Below) |  | Item
(40) ROADS PATH PAVINGS
ROADS PATH PAVINGS
Generally
INFORMATION
3/1A | For a detailed description of materials and workmanship, contractors are to refer to both the Architectural & Engineering Specification documents. |  | Note
DRAWINGS
3/1B | For layout and elevations refer to Architectural & Structural Plans and Elevations. |  | Note
EXCAVATION AND EARTHWORK: Excavation
Filling; granular sub-base material; to Clause 804 and additional requirements of Clause 808 to SR21 specification Annex E; to; depositing in layers 150 maximum thickness; compacting by mechanical means; All to Engineer's Specification.
To make up levels
3/1C | ^^Not exceeding 250mm thick (Road - Home Zone) |  | m3
3/1D | ^^Not exceeding 250mm thick (Parking Bay) |  | m3
3/1E | ^^Exceeding 250mm thick (Tabletop Crossing) |  | m3
Filling; hardcore filling to be Clause 616 material, Type B, 6F2 capping layer, laid and compacted in accordance with the "Specification for Road Works" produced by the Department of the Environment; to excavations, lay and compact in layers not exceeding 150 mm thick in accordance with Clause 802 with a vibrating roller or equivalent in the range 1800 - 5000 kg in:
To make up levels
3/2A | ^^Exceeding 250 mm |  | m3
Filling; hardcore filling SR 21 Annex E T1 STRUCT; laid and compacted in accordance with the "Specification for Road Works" produced by the Department of the Environment; to excavations, lay and compact in layers not exceeding 150 mm thick
To make up levels
3/2B | ^^Not exceeding 250 mm (Footpaths) |  | m3
Surface treatments
Filling; graded 6.3 - 2mm grit to BS1342:2002 ; 50mm thick
3/2C | ^^Blinding surfaces of hardcore filling |  | m2
SC membrane layer; 2000 gauge polythene or equivelent; laid in strict accordance with the manufacturer's instructions; All as per Architect's Specification
Laid in position
3/2D | ^^Over 300mm wide; horizontal |  | m2
Thrace PB1000/S8NW non woven geotextile drainage membrane, or equivalent; 1mm thick impermeable geomembrane to be lapped and welded using proprietary welding techniques; all as per Engineer's Specification
Laid in position
3/3A | ^^Over 300mm wide; horizontal |  | m2
CONCRETE WORK: In-Situ Concrete
Reinforced in-situ concrete; Grade C30N/20; vibrated
Paths; to falls and crossfalls
3/3B | ^^Not exceeding 150mm thick |  | m3
350 x 270 mm wide Insitu Concrete Kerb, or equivalent; 270 x 150 mm deep foundation and 100 x 100mm haunching in concrete grade 30N20; excavation; formwork; including all ends and angles, bedding and jointing in cement mortar (1:4); as per Engineer's drawing C005
Kerbs
3/3C | ^^350 x 265 mm, battered |  | m
Extra over For:
3/3D | ^^Dropped Kerbs |  | m
CONCRETE WORK: Sundries
Design joints in paths
Movement joint comprising 2 part polysulphide seasant such as thoiflex 600 or equivelent to comply to I.S. 36 type IF, in concrete footpaths.
3/3E | ^^Not exceeding 150mm deep; |  | m
Surface finish
Compact using a vibrating screed, tamp and brush finish top of slab to a fair surface to falls and cross falls
3/4A | ^^Over 300mm wide |  | m2
3/4B | ^^^^^Extra over for forming bullnose rounded edges 12 mm radius to pavings including forming smooth border 75 mm wide, in 3.00 m bays |  | m
CONCRETE WORK: Formwork
Sawn formwork
Edges of paths
3/4C | ^^Not exceeding 250mm high |  | m
SURFACE PAVINGS, FENCING AND LANDSCAPING: In-Situ Surface Pavings
Asphalt Concrete Surface to Roads
Surfacing; surface course 45mm PMSA 14 SURF PMB 65/105-60 to clause 942 on binder course of 55mm asphalt concrete AC20 dense BIN 70/100 to Cluase 906 on 100mm AC32 Densa Base 100/50 to Clause 906; all as per Engineers Drawing
3/4D | ^^Laid to falls and crossfalls (Road - Home Zone) |  | m2
3/4E | ^^Laid to falls and crossfalls (Tabletop Raised Crossing) |  | m2
3/4F | ^^extra over for coloured top layer |  | m2
3/4G | ^^extra over for tabletop ramp edges |  | m
3/4H | ^^^^^Working around road gullies, or the like |  | nr
3/4J | ^^^^^Working around manholes, or the like |  | nr
Stamped Surround
3/5A | ^^'Tarstone' Road Mastic Ironworks or similar stamped surround to manhole cover; cutting in and making good |  | nr
3/5B | ^^'Tarstone' Road Mastic Ironworks or similar stamped surround to Road Gulleys; cutting in and making good |  | nr
3/5C | ^^'Tarstone' Road Mastic Ironworks or similar stamped surround to Sluice Valve covers cutting in and making good |  | nr
Roadline Markings
Prepare and apply thermoplastic paint to BS 3262, screed applied, 4 mm thick with a surface application of ballontini applied evenly at the rate of 400 - 500 g/m2 to:
3/5D | ^^Continuous line marking 100 mm wide; Ref. RRM 001 |  | m
3/5E | ^^Continuous line marking 200 mm wide; Ref. RRM 017 |  | m
3/5F | ^^Traffic Calming triangle; Ref. M 112 |  | nr
3/5G | ^^'STOP' sign; Ref. M 114 |  | nr
3/5H | ^^Accessible parking bay markings with blue surfacing within the limits of the bay; including symbol 2500 x 1200; all as per Chapter 7; Ref. RRM 015 |  | nr
3/5J | ^^'SET DOWN' bay lettering |  | Item
3/5K | ^^Set Down bay hatching; approx. 47m2 |  | Item
SURFACE PAVINGS, FENCING AND LANDSCAPING: Preformed Paving and Edging Units
Permeable Paving; 80mm deep CBPP paviours on 50mm laying course to Table A2 on upper Geotextile to Table C1 on 125mm hydraulically bound coarse graded aggregate (pourous no fines concrete) with 170kg/m3 cement content to Clause 6.3 on 150mm coarse graded aggregate type 4/20 Table A.1 & A.3 on 150mm Cl. 6F2 capping layer trafficable laid in accordance with manufacturers instructions and Engineers Specification & drawing C-0026
Roads
3/6A | ^^Falls and crossfalls (Parking Bays System B) |  | m2
3/6B | ^^Linear filter drains; with lower geotextile layer; 150mm diameter perforated rigid land drain to engineers spec. |  | m
WORKS OUTSIDE SIDE BOUNDARIES
ROADS PATH PAVINGS
Generally
INFORMATION
3/6C | For a detailed description of materials and workmanship, contractors are to refer to both the Architectural & Engineering Specification documents. |  | Note
DRAWINGS
3/6D | For layout and elevations refer to Architectural & Structural Plans and Elevations. |  | Note
EXCAVATION AND EARTHWORK: Excavation
Filling; granular sub-base material; to Clause 804 and additional requirements of Clause 808 to SR21 specification Annex E; to; depositing in layers 150 maximum thickness; compacting by mechanical means; All to Engineer's Specification.
To make up levels
3/7A | ^^Not exceeding 250mm thick (Tabletop at Entrance) |  | m3
3/7B | ^^Not exceeding 250mm thick (Road Repair) |  | m3
Filling; hardcore filling SR 21 Annex E T1 STRUCT; laid and compacted in accordance with the "Specification for Road Works" produced by the Department of the Environment; to excavations, lay and compact in layers not exceeding 150 mm thick
To make up levels
3/7C | ^^Not exceeding 250mm thick (Footpath) |  | m3
Filling; hardcore filling to be Clause 616 material, Type B, 6F2 capping layer, laid and compacted in accordance with the "Specification for Road Works" produced by the Department of the Environment; to excavations, lay and compact in layers not exceeding 150 mm thick in accordance with Clause 802 with a vibrating roller or equivalent in the range 1800 - 5000 kg in:
To make up levels
3/7D | ^^not exceeding 250 mm (Tabletop & Footpath) |  | m3
3/7E | ^^not exceeding 250 mm (Road Repair) |  | m3
Surface treatments
Filling; graded 6.3 - 2mm grit to BS1342:2002 ; 50mm thick
3/8A | ^^Blinding surfaces of hardcore filling (Tabletop & Footpath) |  | m2
3/8B | ^^Blinding surfaces of hardcore filling (Road Repair) |  | m2
SC membrane layer; 2000 gauge polythene or equivelent; laid in strict accordance with the manufacturer's instructions; All as per Architect's Specification
Laid in position
3/8C | ^^Over 300mm wide; horizontal |  | m2
Thrace PB1000/S8NW non woven geotextile drainage membrane; 1mm thick impermeable geomembrane to be lapped and welded using proprietary welding techniques; all as per Engineer's Specification
Laid in position
3/8D | ^^Over 300mm wide; horizontal |  | m2
Tensar geogrid TriAx TX170, or equivalent; geogrid to be lapped and welded using proprietary welding techniques; all as per Engineer's Specification
Laid in position
3/8E | ^^Over 300mm wide; horizontal |  | m2
CONCRETE WORK: In-Situ Concrete
Reinforced in-situ concrete; Grade C30N/20; vibrated
Paths; to falls and crossfalls
3/8F | ^^Not exceeding 150mm thick |  | m3
3/8G | ^^extra over for neat joint with existing footpath |  | m
CONCRETE WORK: Sundries
Design joints in paths
Movement joint comprising 2 part polysulphide seasant such as thoiflex 600 or equivelent to comply to I.S. 36 type IF, in concrete footpaths.
3/9A | ^^Not exceeding 150mm deep; |  | m
Surface finish
Compact using a vibrating screed, tamp and brush finish top of slab to a fair surface to falls and cross falls
3/9B | ^^Over 300mm wide |  | m2
3/9C | ^^^^^Extra over for forming bullnose rounded edges 12 mm radius to pavings including forming smooth border 75 mm wide, in 3.00 m bays |  | m
CONCRETE WORK: Formwork
Sawn formwork
Edges of paths
3/9D | ^^Not exceeding 250mm high |  | m
SURFACE PAVINGS, FENCING AND LANDSCAPING: Pre-Formed Pavings and Edging Units
Tactile concrete paving slabs to comply with BS EN 1338; Concrete paving flags coloured at pedestrians crossing, 400mm square slabs; as per Engineers drawings
Tactile Paving
3/9E | ^^In-line; Buff colour (3P) at uncontrolled crossing; 400 x 400 x 50 mm thick, laid to falls and crossfalls; |  | m2
3/10A | ^^In-line; Red colour (P) at controlled crossing; 400 x 400 x 50 mm thick, laid to falls and crossfalls; |  | m2
350 x 270 mm wide Insitu Concrete Kerb, or equivalent; 270 x 150 mm deep foundation and 100 x 100mm haunching in concrete grade 30N20; excavation; formwork; including all ends and angles, bedding and jointing in cement mortar (1:4); as per Engineer's drawing C005
Kerbs
3/10B | ^^350 x 265 mm, battered |  | m
Extra over For:
3/10C | ^^Dropped Kerbs |  | m
SURFACE PAVINGS, FENCING AND LANDSCAPING: In-Situ Surface Pavings
Asphalt Concrete Surface to Roads
Surfacing; surface course 45mm PMSA 14 SURF PMB 65/105-60 to clause 942 on binder course of 55mm asphalt concrete AC20 dense BIN 70/100 to Cluase 906 on 100mm AC32 Densa Base 100/50 to Clause 906; all as per Engineers Drawing
3/10D | ^^Laid to falls and crossfalls (Tabletop at Entrance) |  | m2
3/10E | ^^extra over for coloured top layer |  | m2
3/10F | ^^extra over for tabletop ramp edges |  | m
3/10G | ^^^^^Fair joint with existing road surface; as per Engineers Drawing |  | m
3/10H | ^^^^^Working around road gullies, or the like. |  | nr
Asphalt Concrete Surface to Roads over trenches
Surfacing; 25mm closed gravel asphalt concrete surface to Clause 912 on top of 40mm asphalt concrete binder surface to clause 906 on top of 80mm asphalt concrete base to Clause 906; all as per Engineers Drawing
3/11A | ^^Laid to falls and crossfalls |  | m2
3/11B | ^^^^^Fair joint with existing road surface; as per Engineers Drawing |  | m
3/11C | ^^^^^Working around manhole covers, or the like. |  | nr
3/11D | ^^^^^Working around road gullies, or the like. |  | nr
SURFACE PAVINGS, FENCING AND LANDSCAPING: In-Situ Surface Pavings
Roadline Markings
Prepare and apply thermoplastic paint to BS 3262, screed applied, 4 mm thick with a surface application of ballontini applied evenly at the rate of 400 - 500 g/m2 to:
3/11E | ^^Continuous line marking 100 mm wide |  | m
3/11F | ^^E/o for works outside the site boundary |  | m
3/11G | ^^Traffic Calming triangle; Ref. M 112 |  | nr
3/11H | RRM 015 ACCESSIBLE PARKING BAY MARKINGS WITH BLUE SURFACING WITHIN THE LIMITS OF THE BAY |  | Item
3/11J | ELECTRICAL CHARGING BAY MARKINGS WITH GREEN SURFACING WITHIN THE LIMITS OF THE BAY |  | Item
The following are to be in accordance with Chapter 7 of the Department of Transport Traffic Signs Manual:
3/12A | ^^Standard disabled car parking sign approximate size 2.50 x 1.20 m. |  | nr
3/12B | ^^F403 Slow Zone Sign |  | nr
Other Items
3/12C | Provide for all labour, materials, plant and all items which in the tenderers opinion are not specifically allowed for in this section of the works but which can be reasonably inferred from the works requirements as being necessary for the execution and completion of the works. - (List items below) |  | Item
(50) SITE SERVICES (PIPED & DUCTED)
SITE SERVICES (PIPED & DUCTED)
Generally
INFORMATION
4/1A | For a detailed description of materials and workmanship, contractors are to refer to both the Architectural & Engineering Specification documents. |  | Note
NOTES
4/1B | Refer to Engineer's Drawings for Layouts including underslab drainage runs and connections. |  | Note
4/1C | The Contractor is required to visit the site and ascertain the nature of work involved in this section. No charge for extra labour, plant or material will be allowed in consequence of the Contractors failure to do this. |  | Note
4/1D | The Contractor is required to make himself aware of the presence and location of all existing services and shall take all necessary precautions to avoid interference or damage to these services both overhead and underground during the execution of the works. The Contractor shall make due allowance in his rates for working in and around and maintaining live these services as necessary including the erection of 'goal posts' where necessary. Any damage caused shall be made good at the Contractors own expense. |  | Note
4/2A | All works associated with this element must be executed in strict accordance with the requirements of the Services Engineers; Tenderers must carefully review these documents and make all necessary allowance in their rates for executing work in accordance with these requirements. |  | Note
4/2B | The works hereunder are for the scope of works to be carried out, irrespective of phasing requirements; Tendering Contractors are to include hereunder or elsewehere within the tender for executing the works in the separate phases set out in the Preliminaries section of the Bill of Quantities. |  | Note
4/2C | Working outside the contractors site compound / contractors encroachment area has not been measured separately; Refer to Architects Drawings for details of contractors encroachment area; The Contractor is to include hereunder within his rates for all additional costs in the form of liaising with the employers representative, the camp authorities, additional temporary watching, security, hoarding, lighting, traffic management, road cones etc. when working outside the encroachment area identified. |  | Note
4/2D | Tendering Contractors are to include here or elsewhere within their rates for all costs associated in connection with allowing access to the site to the public utility providers; Contractors are to include for any general or special attendances deemed necessary. |  | Item
4/3A | Tendering Contractors are to include here or elsewhere within the tender for all costs in connection with liasing and programming required in connection with the public utility providers. |  | Item
FOUL WATER DRAINAGE; Drainage Below Ground
Excavating trenches to receive pipes; starting from existing or stripped level; backfill above pipe bed and surround to formation level with granular material per Clause 601 of the NRA Specification for Roadworks
Excavating trenches to receive pipes not exceeding 250mm nominal diameter
4/3B | ^^Trench average 0.50 - 1.00 m deep. |  | m
4/3C | ^^Trench average 1.00 - 1.50 m deep. |  | m
4/3D | ^^Trench average 1.50 - 2.00 m deep. |  | m
4/3E | ^^^^^Extra; placing marker tape 150mm below top of filling |  | m
Extra over excavating trenches irrespective of depth
4/3F | ^^ breaking up existing road surface; saw cutting either side of trench; disposal off site |  | m
4/3G | ^^Excavating trenches outside site boundary; providing traffic management system and protection as required; through existing public road; reinstatement on completion including sand bed, concrete surround, backfilling with hardcore, new road surface connected to existing including all impermeable sheeting, joints, dowels, etc; all as per Engineer's Drawing. |  | m
4/4A | ^^Excavating around existing services; parallel to excavations |  | Item
4/4B | ^^Excavating around existing services; crossing excavations |  | Item
Extra over excavating to reduced levels irrespective of depth;
4/4C | ^^Excavating around existing services; parallel to excavations |  | Item
4/4D | ^^Excavating around existing services; crossing excavations |  | Item
Disposal
4/4E | ^^Ground water |  | Item
4/4F | ^^Surface water |  | Item
Plain compacted concrete C28/35 in bed and surround laid in trench and graded to falls, haunch up both sides of pipe after jointing, surround pipe in concrete carried up from the bed in a square section to a height of 150 mm over the top of the pipe, include wrapping pipe in visqueen 1000 for all pipes less than 1200mm to pipe crown; all as per Engineers Drawing
Beds and coverings to pipes
4/4G | ^^150 mm bed 450 mm wide and 150 mm over 150 mm pipe. |  | m
Granular fill to SR21, hardcore clause 808; obtained off site; well compacted in 225mm layers; with Class B granular bedding; all as per Engineer's Drawing
Beds and coverings to pipes
4/4H | ^^500 x 700 to 150mm diameter pipe |  | m
4/4J | ^^450 x 650 to 100mm diameter pipe |  | m
Drains; approved uPVC pipes and fittings
Pipework; laid in trenches
4/5A | ^^150mm nominal size |  | m
Extra over 150 mm pipework runs for
4/5B | ^^^^^T-junctions; 150-100 reducer |  | nr
4/5C | ^^^^^Connection to manholes |  | nr
4/5D | ^^^^^Connection to existing sewer with saddle piece with Class 20N concrete surround; as per Engineers Drawing |  | nr
4/5E | ^^^^^Extra for bend. |  | nr
4/5F | ^^^^^Ditto long radius bend. |  | nr
Pipework; laid in trenches
4/5G | ^^100mm nominal size |  | m
4/5H | ^^^^^Extra for bend. |  | nr
4/5J | ^^^^^Ditto long radius bend. |  | nr
Manholes
Excavations, disposal, earthwork support, working space, backfilling in clause 804 as before, bed, 225mm thick plain in-situ concrete grade 20 on 75mm thick lean mix blinding layer; walls, 1200 mm nominal diameter precast concrete chamber rings with 150 mm thick plain in-situ grade 20 concrete surround externally, benching to bottoms in plain in-situ concrete grade 20, steel float finish, include building in ends of pipes and making good, fully seal base of manholes, cover slab, 150 mm thick precast concrete with 600 x 600 mm clear opening for cover and frame measured elsewhere, galvanised steel heavy duty manhole step iron with ends cut and pinned to precast concrete manhole wall and spaced at 300 mm staggered centres, including channels, benching and the like necessary for a complete installation; all as per Engineers Drawing
4/6A | ^^1200 mm internal diameter; 0.50m - 1.00m deep |  | nr
4/6B | ^^1200 mm internal diameter; 1.00m - 1.50m deep |  | nr
4/6C | ^^1200 mm internal diameter; 1.50m - 2.00m deep |  | nr
Extra Over for:
4/6D | ^^^^^connecting pipework to manhole on existing live foul line in public road |  | nr
4/7A | ^^Excavating manholes outside site boundary; providing traffic management system and protection as required; through existing public road; reinstatement on completion including sand bed, concrete surround, backfilling with hardcore, new road surface connected to existing including all impermeable sheeting, joints, dowels, etc; all as per Engineer's Drawing. |  | nr
Temporary Septic Tank; 10,000 litres; excavate supply and lay preacst concrete and connect to existing system; removal on completion
4/7B | ^^10,000 litres |  | Item
4/7C | ^^Allow for de-sludging during contract period |  | Item
4/7D | ^^Allow for removal of tank on completion; making good |  | Item
Sundries; galvanised cast iron
Manholes covers and frames; ductile iron to IS EN 124, Class D400; bedding frame in cement mortar [1:3]; with 215mm solid engineering bricks; sealing cover with grease; all as per Engineer's Drawing.
4/7E | ^^Generally; 1200 mm diameter |  | nr
Stamped Surround
4/7F | ^^'Tarstone' Road Mastic Ironworks or similar stamped surround to manhole cover; cutting in and making good |  | nr
Sundries Inspection Chambers and AJ to Foul Pipes
4/7G | Armstrong Junction |  | each
4/7H | Inspection Chambers |  | each
Sundries
Testing and Commissioning
4/8A | ^^Foul and Surface Water Drainage; in stages and on completion. |  | Item
Completion of a "CCTV" survey; results to be distributed to the Design Team
4/8B | ^^Foul and Surface Water Drainage. |  | Item
SURFACE WATER DRAINAGE: Below Ground
Excavating trenches to receive pipes; starting from existing or stripped level; backfill above pipe bed and surround to formation level with granular material per Clause 601 of the NRA Specification for Roadworks
Excavating trenches to receive pipes not exceeding 150mm nominal diameter
4/8C | ^^Trench average; 0.50 - 1.00m deep |  | m
4/8D | ^^Trench average; 1.00 - 1.50m deep |  | m
4/8E | ^^Trench average; 1.50 - 2.00m deep |  | m
Excavating trenches to receive pipes not exceeding 250mm nominal diameter
4/8F | ^^Trench average; 1.00 - 1.50m deep |  | m
4/8G | ^^Trench average; 1.50 - 2.00m deep |  | m
4/8H | ^^Trench average; 2.00m - 2.50m deep |  | m
4/8J | ^^Trench average; 2.50m - 3.00m deep |  | m
Extra over excavating trenches irrespective of depth
4/9A | ^^ breaking up existing road surface; saw cutting either side of trench; disposal off site temporary re-instatement |  | m
4/9B | ^^Excavating trenches outside site boundary; providing traffic management system and protection as required; through existing public road; reinstatement on completion including sand bed, concrete surround, backfilling with hardcore, new road surface connected to existing including all impermeable sheeting, joints, dowels, etc; all as per Engineer's Drawing. |  | m
4/9C | ^^Excavating around existing services; parallel to excavations |  | Item
4/9D | ^^Excavating around existing services; crossing excavations |  | Item
Disposal
4/9E | ^^Ground water |  | Item
4/9F | ^^Surface water |  | Item
Plain compacted concrete C16/20 in bed and surround laid in trench and graded to falls, haunch up both sides of pipe after jointing, surround pipe in concrete carried up from the bed in a square section to a height of 120 mm over the top of the pipe, include wrapping pipe in visqueen 1000 for all pipes less than 1200mm to pipe crown: as shown on Engineers Drawing & IAW STD-WW-08 'TYPE D SURROUND'
Beds and coverings to pipes
4/9G | ^^200 mm bed, 750 mm wide and 120 mm min. over 225 mm pipe. |  | m
Granular fill to SR21, hardcore clause 808; obtained off site; well compacted in 225mm layers; with Class B granular bedding; as shown on Engineer's Drawing
Beds and coverings to pipes
4/10A | ^^450 x 450 to 150 mm diameter pipe |  | m
Drains; approved uPVC pipes and fittings
Pipework; laid in trenches
4/10B | ^^225 mm nominal size |  | m
^^^^Extra over 225 mm pipework runs for
4/10C | ^^^^^^Connection to existing manhole in public road (pipe run from SMH 4.00 to EX SMH) |  | nr
4/10D | ^^^^^^Connection to attenuation tank |  | nr
4/10E | ^^^^^^Connection to petrol interceptor |  | nr
4/10F | ^^^^^Bends |  | nr
4/10G | ^^^^^Extra for tee junction; 225 - 150 |  | nr
4/10H | ^^150 mm nominal size |  | m
^^^^Extra over 150 mm pipework runs for
4/10J | ^^^^^Bends |  | nr
Pipe accessories; SIC; Stormwater Inspection Chamber; bedding and surround in concrete; excavation; D400 rated; as per Architect's Specification.
4/11A | ^^Square single seal galvanized mild steel locking cover and frame, to suits depths to achieve required falls, include for necessary riser pices and the like |  | nr
4/11B | ^^^^^Extra over for; inset type cover; as per Architect's Specification |  | nr
Manholes: Excavations, disposal, earthwork support, working space, backfilling in Clause 804 as before, bed, 225mm thick plain in-situ concrete grade 20 on 75mm thick lean mix blinding layer; walls, 1200 mm nominal diameter precast concrete chamber rings with 150 mm thick plain in-situ grade 20 concrete surround externally, benching to bottoms in plain in-situ concrete grade 20, steel float finish, include building in ends of pipes and making good, fully seal base of manholes, cover slab, 150 mm thick precast concrete with 900 x 900 mm clear opening for cover and frame measured elsewhere, galvanised steel heavy duty manhole step iron with ends cut and pinned to precast concrete manhole wall and spaced at 300 mm staggered centres, including channels, benching and the like necessary for a complete installation; all as per Engineers Drawing
Manholes
4/11C | ^^1200 mm diameter; 0.50 - 1.00m deep |  | nr
4/11D | ^^1200 mm diameter; 1.00 - 1.50m deep |  | nr
4/12A | ^^1200 mm diameter; backdrop manhole Type 2; I.A. W UE STD-WW12; backdrop from 2 pipes, one either side of manhole; 2.00 - 2.50m deep (SMH 1.03) |  | nr
4/12B | ^^1200 mm diameter; 1.50 - 2.00m deep |  | nr
4/12C | ^^^^extra over for weir to be installed in manhole to allow overflow to existing drainage system (SMH 4.02) |  | nr
4/12D | ^^1200 mm diameter;backdrop manhole Type 2; I.A. W UE STD-WW12; backdrop from 2 pipes, one either side of manhole; 1.50 - 2.00m deep (SMH 4.01) |  | nr
4/12E | ^^^^extra over for work outside site boundary in public road |  | nr
4/12F | ^^1200 mm diameter; 2.00 - 2.50m deep |  | nr
4/12G | ^^^^extra over for work outside site boundary in public road (SMH 4.00) |  | nr
4/12H | ^^1200 mm diameter; 3.00 - 3.50m deep (SMH 1.04) |  | nr
4/12J | ^^900 mm diameter; 1.00 - 1.50m deep |  | nr
4/12K | ^^900 mm diameter; 1.50 - 2.00m deep |  | nr
Extra Over for:
4/12L | ^^^^^Building manhole on existing live storm line. |  | nr
Sundries; galvanised cast iron
Manholes covers and frames; ductile iron to IS EN 124, Class D400; bedding frame in cement mortar [1:3]; with 215mm solid engineering bricks; sealing cover with grease; all as per Engineer's Drawing.
4/13A | ^^600 mm diameter |  | nr
4/13B | ^^600 mm diameter; perforated lid to swales |  | nr
Stamped Surround
4/13C | ^^'Tarstone' Road Mastic Ironworks or similar stamped surround to manhole cover; cutting in and making good |  | nr
Sundries; backdrop assemblies
Manholes covers and frames; ductile iron to IS EN 124, Class D400; bedding frame in cement mortar [1:3]; with 215mm solid engineering bricks; sealing cover with grease; all as per Engineer's Drawing.
4/13D | ^^600 mm diameter |  | nr
4/13E | ^^600 mm diameter; perforated lid to swales |  | nr
4/13F | ^^Type 2; as per I.A.W. UE DRG-STD-WW-12; 225mm dia. pipe; drop 900 - 1700mm |  | nr
4/13G | ^^^^extra over for work outside site boundary in public road (SMH 4.01) |  | nr
Petrol Interceptor; Klargester NSBP003 or equivalent; to suit QBAR inflow; excavation; disposal; connections to pipework; all as per Engineers Drawing & Specification
4/13H | ^^Class 1 Bypass Petrol Interceptor complete |  | nr
Road gullies
Pipe accessories; precast concrete road gully pots to BS 556 and square road grating; 150mm concrete bed and surround; excavation; disposal etc; as per Engineer's Drawings
4/14A | ^^Generally |  | nr
Pipe accessories; corporation type road gullies, class D400 cover; heavy duty; black coated; hinged; lockable; ductile iron; gully grating and frame to EN 124 : 1994; 150mm thick bedding and haunching in concrete; as per Engineers Drawings
4/14B | ^^Generally |  | nr
Stamped Surround
4/14C | ^^'Tarstone' Road Mastic Ironworks or similar stamped surround to road gully cover; cutting in and making good |  | nr
Sundries
Composite item
4/14D | Swale; As per Engineer's drawing C-0026 and specification incl excavation; non woven Geotextile lining, 100mm perforated pipe, 10mm pea gravel surround and backfilled with lightweight free draining sandy soil min 90% sand; 150mm perforated pipe with non woven permeable geotextile wrap; trench 500mm wide min. x 900mm deep min; overall width of grass swale min. 1.9m |  | m
Composite item
4/15A | Linear Filter Drain beneath permeable paving; As per Engineer's drawing C-0025 & C-0026 and specification incl excavation; 20/40 stone drainage fill to IS EN 13342 lightly compacted in layers; 150mm perforated pipe with non woven permeable geotextile wrap; trench 450mm wide min. x 1350mm deep min |  | m
Composite item
4/15B | Bio-Retention Tree Pit; As per Engineer's drawing C-0025 & C-0026 and specification incl excavation; impermeable liner non woven Geotextile horizontal & vertical to trench sides; lightweight free draining sandy soil filter media 750 deep min.; 90% sand; 100-300mm per hour permeability; 150mm deep layer of sand media; 4/40mm stone drainage layer 500mm deep; 150mm perforated collector pipe with geotextile wrap in 10mm pea grabel bed; vertical access pipe capped; 75mm organic mulch; 1.6m wide x 1.475m deep x 4.4-9.4m long |  | nr
4/15C | Tree measured Separately |  | Note
Testing and commissioning
4/15D | ^^Foul and Surface Water Drainage; in stages and on completion. |  | Item
Completion of a "CCTV" survey; results to be distributed to the Design Team
4/15E | ^^Foul and Surface Water Drainage. |  | Item
ATTENUATION TANK
NOTES
| Refer to Engineers Drawings for Details |  | noid
| Please note that the attenuation tank is located within the boundary of the site. |  | noid
| Contractor is to incude for all diversion of existing lines, hoarding, security etc while work is being completed |  | noid
| Contractor is to include for maintaining access and egress for existing residents |  | noid
| Contractor is to include for temporary works to allow installation of the attenuation tank/soakaway; sheet piles or other items as required based on methodology |  | noid
| Contractor is to include for temporary works design |  | noid
| Include within the rates for all rocker pipes as shown on drawings |  | noid
ATTENUATION TANK
Excavation
Reduce Levels
4/16A | ^^^Depth not exceeding 4.00m - 6.00m |  | m3
Earthwork Supports
Maximum Depth; 4.00 - 6.00m
4/16B | ^^Distance between apposing faces >4.00m |  | m2
4/16C | ^^ while Earthworks Support has been measured the contractor shall include for the cost of their methodology to construct the soakaway which could include sheet piling or other earthwork supports to retain sides of excavation and allow access for residents |  | Note
4/16D | ^^Allow for Temporary works |  | Item
4/17A | ^^Allow for Temporary works design by a specialist designer |  | Item
Disposal
Excavated material
4/17B | ^^Off site |  | m3
Filling with hardcore to be obtained off-site; 19-51mm washed, crushed, angular stone; depositing in 150mm layers maximum thickness; compacting
Filling to excavations
4/17C | ^^Average thickness not exceeding 250mm |  | m3
4/17D | ^^Average thickness exceeding 250mm |  | m3
Filling to make up levels
4/17E | ^^Average thickness not exceeding 250mm |  | m3
Stormwater Attenuation Soakaway; Aquacell or equivalent 95% void former designed to infiltrate all storms upto & iuncluding a 1:100 year + 30% climate change event; rate of infiltration 'f' equal to 1.75x10-5m/s; allow for excavation, disposal and the like; all in accordance with the Engineer's specification and manufacturers instructions
Attenuation Tank: Composite Item
4/17F | ^^^^32m x 12m x 3m deep, installed to invert and cover levels as per Engineers Drawings and manufacturers recommendations |  | Item
4/17G | ^^Excavating around and diverting existing services; parallel to excavations |  | Item
4/17H | ^^Excavating around and diverting existing services; crossing excavations |  | Item
Surface treatments
Blinding filling; sand
4/18A | ^^50mm thick |  | m2
Sundries
ADS geosynthetics 601T Non-woven geotextile; all necessary laps and joints; to manufacturers instructions and Engineer's specification and Drawings
4/18B | ^^^Generally, vertically and horizontally |  | m2
WATERMAIN
Excavating service trenches to receive pipes; starting from existing or reduced ground levels; filling in with sand material to a depth of 150 over top of pipes; filling in with material to Clause 804 to remainder; all as per Engineer's Drawing
Excavating trenches to receive pipes not exceeding 250mm nominal diameter
4/18C | ^^Average 1000mm deep |  | m
4/18D | ^^^^^Extra; placing marker tape 150 below filling |  | m
Extra over excavating trenches irrespective of depth
4/18E | ^^ breaking up existing road surface; saw cutting either side of trench; disposal off site temporary re-instatement |  | m
4/18F | ^^ breaking up existing concrete footpath 150mm thick; disposal off site |  | m
4/19A | ^^^^^Excavating trenches outside site boundary; providing traffic management system and protection as required; through existing public road; reinstatement on completion including sand bed, concrete surround, backfilling with hardcore, new road surface connected to existing including all impermeable sheeting, joints, dowels, etc; all as per Engineer's Drawings |  | m
Pea gravel surrounding pipe, underneath a minimum of 340mm hardcore Clause 808 fill material; as per Engineers Drawing 16-124-T-004
Beds and coverings to pipes
4/19B | ^^Pipe coverings over road areas |  | m
PE plastic pipe work or equivalent pipes and fittings; IS EN 12201
Pipework ; laid in trenches
4/19C | ^^100 nominal size |  | m
Accessories
4/19D | ^^Being outside the site boundary |  | m
4/19E | ^^Bends; 100mm nominal size |  | nr
4/19F | ^^Bends; 100mm nominal size; long radius |  | nr
4/19G | ^^Extra over 100 x 100 x 100 mm Tee branch. |  | nr
Pipe accessories
Fire Hydrant
4/19H | ^^Fire hydrant with 110 mm inlet and 110 mm round thread outlet and square spindle to comply with BS 750 and the requirements of the Local Authority; all as per typical Engineers Detail and per Engineers Drawing |  | nr
4/20A | ^^Precast concrete hydrant marker post, bedded in concrete, with cast iron plates. |  | nr
Sluice Valve
4/20B | ^^Cast iron sluice valve to comply with B.S 5163-1:2004: sluice valve to open clockwise: connecting up to 100 mm diameter u.p.v.c pipe including cast iron wavintee and riser pieces and all other fittings; Cast iron sluice valve surface box and frame, heavy duty, to IS 261 , including bedding and surrounding in concrete, grade C25. all as per typical Engineers detail Drawing |  | nr
4/20C | ^^extra over for work outside site boundary in public road |  | nr
4/20D | ^^extra over for being on existing watermain line |  | nr
4/20E | ^^Precast concrete SV marker post, bedded in concrete, with cast iron plates. |  | nr
Scour Valve
4/20F | ^^Cast iron scour valve to comply with B.S 5163-1:2004: sluice valve to open clockwise: connecting up to 100 mm diameter u.p.v.c pipe including cast iron wavintee and riser pieces and all other fittings; Cast iron scour valve surface box and frame, heavy duty, to IS 261 , including bedding and surrounding in concrete, grade C25. all as per typical Engineers detail Drawing |  | nr
Wash Out Hydrant
4/20G | ^^complete installation including flap valve; rocker pipes to surface water manhole; all as per typical Engineers Detail STD-W30B and Uisce Eireann details |  | nr
4/21A | ^^Precast concrete hydrant marker post, bedded in concrete, with cast iron plates. |  | nr
Bulk Water Meter
4/21B | ^^complete installation including Electromagnetic Bulk water meter; all as per typical Engineers Detail STD-W26 and Uisce Eireann details |  | nr
4/21C | ^^Precast concrete hydrant marker post, bedded in concrete, with cast iron plates. |  | nr
Commercial Meter (Caretaker)
4/21D | ^^complete installation including commercial water meter; all as per typical Engineers Detail sand Uisce Eireann details |  | nr
4/21E | ^^Precast concrete hydrant marker post, bedded in concrete, with cast iron plates. |  | nr
Excavations, disposal, earthwork support, working space, backfilling in Clause 804 as before, bed, 225mm thick plain in-situ concrete grade 20 on 75mm thick lean mix blinding layer; walls, 250mm insitu concrete walls with 150 mm thick plain in-situ grade 20 concrete surround externally, benching to bottoms in plain in-situ concrete grade 20, steel float finish, include building in ends of pipes and making good, fully seal base of manholes, cover slab, 250 mm thick precast concrete with 900 x 900 mm clear opening for cover and frame measured elsewhere, galvanised steel heavy duty manhole step iron with ends cut and pinned to precast concrete manhole wall and spaced at 300 mm staggered centres, including channels, benching and the like necessary for a complete installation; all as per Engineers Drawing
Valve Chamber
4/22A | 2000 mm x 2000mm on plan; 1.50 - 2.00 m deep |  | nr
Sundries; galvanised cast iron
Manholes covers and frames; ductile iron to IS EN 124, Class D400; bedding frame in cement mortar [1:3]; with 215mm solid engineering bricks; sealing cover with grease; all as per Engineer's Drawing.
4/22B | 900 mm x 900mm on plan |  | nr
Air Valve
4/22C | Air valve chamber, constructed as per Engineers drawing & specification |  | nr
Fire Hydrant
4/23A | Fire Hydrant chamber ,1050 x 1050mm , on plan, constructed as per Engineers drawing & specification |  | nr
Sluice Valve
4/23B | Sluice valve chamber ,1050 x 1050mm , on plan, constructed as per Engineers drawing & specification |  | nr
Scour Valve
4/23C | Scour valve chamber, constructed as per Engineers drawing & specification |  | nr
Boundary Box
4/23D | As per Engineer's drawings & specification |  | nr
Bulk Water Meter
4/23E | As per Engineer's drawing C-0040 & specification |  | nr
Commercial Meter
4/23F | As per Engineer's drawing C-0040 & specification |  | nr
Connections to existing watermain
Connect end of 100 diameter pipes to existing watermain; including all necessary excavation; forming openings; inserting new branch connections as required; making good all work disturbed
4/23G | ^^100 diameter pipes; connections at 1.50m (approximately) below stripped ground level, outside the site boundary in public road |  | Item
Sundries
Thrust block; triangular; concrete to be class 20N20 including for excavation, disposal of surplus spoil; levelling and compacting, formwork etc; as per Engineer's Drawing
4/24A | ^^1200 x 400 x 1140 |  | nr
Testing and Commissioning
4/24B | Testing and Commissioning & Certification in accordance with the Code of Practice for Water Infrastructure IW-CDS-5020-03. |  | note
4/24C | ^^Allow for testing the watermain in accordance with the Code of Practice for Water Infrastructure refer to section 4.10. including Cleansing of Pipe by scouring and swabbing, pressure testing by experienced personnel in the presence of IW representative, swabbing after testing, disinfection, water quality testing, connection to water network, flushing of water mains, bacteriological tests and submission of final documents. Contractor is strictly referres to IW-CDS-5020-03 and the information contained within tofully comply with the complete instllation of the watermain. |  | item
4/24D | ^^Allow for testing the watermain joints in accordance with the Code of Practice for Water Infrastructure Section 3.10.4, including but not limited to Burst Test, Joint Toughness Test, Joint Ductility Tensile Test, Destructive Weld Test, Pressure Test. |  | item
4/24E | ^^Certification including Independant Third Party Certification as per IW Code of Practice for Water Infrastructure Section 3.10.4. |  | item
4/25A | ^^The Contractor shall include for the employment on this site of a Chartered Engineer with P.I. Insurance of Ç2.50m to supervise, inspect and certify all installations, backfilling, testing of water and waste water systems in the site and shall provide all confirmations required by the Irish Water Quality Assurance (QA) Field Inspection Requirements Manual, refer to Engineers Paticular Specification Section 9. |  | item
4/25B | ^^The contractor shall comply with all insurance and testing requirements set out in the Engineers Paticular Specificatiuon. |  | item
Other Items
4/25C | Provide for all labour, materials, plant and all items which in the tenderers opinion are not specifically allowed for in this section of the works but which can be reasonably inferred from the works requirements as being necessary for the execution and completion of the works. - (List items below) |  | Item
(60) SITE SERVICES (MAINLY ELECTRICAL)
SITE SERVICES (MAINLY ELECTRICAL)
WORKS OUTSIDE SIDE BOUNDARIES
5/1A | ^^Excavating trenches outside site boundary; providing traffic management system and protection as required; through existing public road; reinstatement on completion including sand bed, concrete surround, backfilling with hardcore, new road surface connected to existing including all impermeable sheeting, joints, dowels, etc; all as per Engineer's Drawing. |  | m
Generally
INFORMATION
5/1B | For a detailed description of materials and workmanship, contractors are to refer to both the Architectural & Engineering Specification documents. |  | Note
DRAWINGS
5/1C | For layout and elevations refer to Architectural & Structural Plans and Elevations. |  | Note
NOTES
5/1D | The Contractor is required to visit the site and ascertain the nature of work involved in this section. No charge for extra labour, plant or material will be allowed in consequence of the Contractors failure to do this. |  | Note
5/2A | The Contractor is required to make himself aware of the presence and location of all existing services and shall take all necessary precautions to avoid interference or damage to these services both overhead and underground during the execution of the works. The Contractor shall make due allowance in his rates for working in and around and maintaining live these services as necessary including the erection of 'goal posts' where necessary. Any damage caused shall be made good at the Contractors own expense. |  | Note
5/2B | All works associated with this element must be executed in strict accordance with the requirements of the Services Engineers; Tenderers must carefully review these documents and make all necessary allowance in their rates for executing work in accordance with these requirements. |  | Note
5/2C | The works hereunder are for the scope of works to be carried out, irrespective of phasing requirements; Tendering Contractors are to include hereunder or elsewehere within the tender for executing the works in the separate phases set out in the Preliminaries section of the Bill of Quantities. |  | Note
5/3A | Working outside the contractors site compound / contractors encroachment area has not been measured separately; Refer to Architects Drawings for details of contractors encroachment area; The Contractor is to include hereunder within his rates for all additional costs in the form of liaising with the employers representative, the camp authorities, additional temporary watching, security, hoarding, lighting, traffic management, road cones etc. when working outside the encroachment area identified. |  | Note
5/3B | Tendering Contractors are to include here or elsewhere within their rates for all costs associated in connection with allowing access to the site to the public utility providers; Contractors are to include for any general or special attendances deemed necessary. |  | Item
5/3C | Tendering Contractors are to include here or elsewhere within the tender for all costs in connection with liasing and programming required in connection with the public utility providers. |  | Item
ESB, PUBLIC LIGHTING, Eir, Telcoms
Excavating services trenches to receive pipes; starting from existing or stripped level; filling in with sand to a depth of 200mm over top of pipes; filling in with hardcore obtained off site to remainder.
Excavating trenches to receive pipes (1 nr - ESB 125mm Dia.); refer to Engineers Drawings for details
5/3D | ^^Average 900mm deep |  | m
5/4A | ^^^^^Extra; placing marker tape 150mm below top of filling |  | m
5/4B | ^^^^^excavating trenches outside site boundary; providing traffic management system and protection as required; through existing public road; reinstatement on completion including sand bed, concrete surround, backfilling with hardcore, new road surface connected to existing including all impermeable sheeting, joints, dowels, etc; all as per Engineer's Drawings |  | m
5/4C | ^^Excavating around existing services; parallel to excavations |  | Item
5/4D | ^^Excavating around existing services; crossing excavations |  | Item
Excavating trenches to receive pipes (1 nr -Public Lighting); not exceeding 250mm nominal diameter
5/4E | ^^Average 1000mm deep |  | m
5/4F | ^^Average 1000mm deep (Central Open Space Duct Replacement) |  | m
5/4G | ^^^^^Extra; placing marker tape 150mm below top of filling |  | m
5/4H | ^^Excavating around existing services; crossing excavations |  | Item
5/4J | ^^Excavating around existing services; crossing excavations |  | Item
Excavating trenches to receive pipes (1 nr Eir & 1 nr Virgin); not exceeding 250mm nominal diameter
5/4K | ^^Average 1000mm deep (Eir) |  | m
5/4L | ^^Average 1000mm deep (Virgin) |  | m
5/4M | ^^^^^Extra; placing marker tape 150mm below top of filling |  | m
5/5A | ^^^^^excavating trenches outside site boundary; providing traffic management system and protection as required; through existing public road; reinstatement on completion including sand bed, concrete surround, backfilling with hardcore, new road surface connected to existing including all impermeable sheeting, joints, dowels, etc; all as per Engineer's Drawings (Virgin) |  | m
5/5B | ^^Excavating around existing services; parallel to excavations |  | Item
5/5C | ^^Excavating around existing services; crossing excavations |  | Item
Excavating trenches to receive pipes (1 nr - EV); refer to Engineers Drawings for details
5/5D | ^^Average 900mm deep |  | m
5/5E | ^^^^^Extra; placing marker tape 150mm below top of filling |  | m
5/5F | ^^Excavating around existing services; parallel to excavations |  | Item
5/5G | ^^Excavating around existing services; crossing excavations |  | Item
Disposal
Water
5/5H | ^^Surface |  | Item
5/5J | ^^Ground |  | Item
ESB
Hard PVC pipes and fittings; BS3506; loose coupler and sealing ring
Pipework; laid in trenches
5/5K | ^^125mm nominal size |  | m
5/5L | ^^^^^Extra over for; draw wire |  | m
5/6A | ^^^^^Extra over for; work outside site boundary |  | m
Extra over pipes in which they occur
5/6B | ^^Bends; 125mm nominal size |  | each
Inspection chamber
Inspection chamber; all as typical ESB manhole construction; precast concrete unit complete
5/6C | ^^600 x 600mm; average 1000mm deep |  | nr
5/6D | ^^600 x 600mm; average 1000mm deep (EVM) |  | nr
Sundries; galvanised cast iron
Manhole cover and frame with locking device; bedded frame in cement mortar (1:3); sealing cover with grease
5/6E | ^^Heavy duty; to suit 600 x 600mm manhole |  | nr
Sundries; as per Services Engineers Drawings
Bases for mini pillars
5/6F | ^^375 x 375 x 1330mm; concrete grade 20N; excavation, disposal and formwork. |  | nr
5/6G | ^^375 x 375 x 1330mm; concrete grade 20N; excavation, disposal and formwork. (EVM) |  | nr
Substation Kiosk plinth; 20N concrete; excavation; disposal; formwork
5/6H | ^^2000 x 1200 x 915mm |  | Item
Connect new utility supply to existing utility supply on the public road within the site boundary; including all necessary excavation, new pipework, pipe surround, backfilling; forming openings; making good all work disturbed to the satisfaction of the Local Council; including the provision of traffic management for the duration of the works; include for co-ordination of works and connection with the utility provider; include for all works necessary to complete
Connection to existing utilities
5/7A | ^^New 125mm diameter ESB MV duct to existing; 1 Nr. pipes; connections at 1.0m (approximately) below ground level |  | nr
PUBLIC LIGHTING
Hard PVC pipes and fittings; BS3506; loose coupler and sealing ring
Pipework; laid in trenches
5/7B | ^^100mm nominal size |  | m
5/7C | ^^100mm nominal size |  | m
5/7D | ^^^^^Extra over for; draw wire |  | m
Extra over pipes in which they occur
5/7E | ^^Bends; 100mm nominal size |  | nr
Sundries
Bases for lamp standards
5/8A | ^^1200 x 1200 x 1000mm Base; including concrete grade 25N; excavation; disposal; formwork, compacted sand backfill, leanmix surround; including 1nr. 110mm uPVC conduit cast in for cable entry; as per Service's Engineer Drawings (P1-P4) |  | nr
5/8B | ^^1200 x 1200 x 1000mm Base; including concrete grade 25N; excavation; disposal; formwork, compacted sand backfill, leanmix surround; including 1nr. 110mm uPVC conduit cast in for cable entry; as per Service's Engineer Drawings (Replacement Extg bases in Central Open Space) |  | nr
5/8C | ^^^^^Extra over for works as a repacment of existing base (Central Open Space) |  | nr
Supply and install new lamp standards; LED Lantern; 222W, 3400lm, 4000K DW50 Distribution on 6m pole; connections and all wiring complete
5/8D | ^^6000mm high lamp standards to concrete bases; mortices, holes, bolts etc. |  | nr
5/8E | ^^6000mm high lamp standards to concrete bases; mortices, holes, bolts etc. (Central Open Space) |  | nr
Bases for lamp standards
Bases for micro pillars
5/8F | ^^375 x 375 x 1330mm; concrete grade 20N; excavation, disposal and formwork. |  | nr
Removal of existing Public lighting
Disconnect & remove
5/9A | Existing light standards & fittings including making good to existing paved finishes |  | nr
5/9B | Disconnect and remove existing light fitting & bracket from existing standard |  | nr
Site Lighting Installation
Site Lighting Installation
5/9C | ^^Contractor to include for the complete installation of the Site Lighting Element including all lamp standards, cabelling, Lanterns etc all as per Service's Engineer Drawing & Waterman Moylan Electrical Specification for Public Lighting. |  | Item
EV
Hard PVC pipes and fittings; BS3506; loose coupler and sealing ring
Twin Wall Upvc Pipework; laid in trenches
5/9D | ^^100mm nominal size |  | m
5/9E | ^^^^^Extra over for; draw wire |  | m
Extra over pipes in which they occur
5/9F | ^^Bends; 110mm nominal size |  | nr
EV Charger
Electric vehicle car charger DNOO cuttoff & Meter
5/9G | ^^1200 x 600mm; average 1000mm deep |  | nr
Electic Vehicle Charger Outlet
5/10A | Electric vehichel car charger outlet, gourndmounted, with a seperate compartment for mete |  | nr
Sundries; galvanised cast iron
Manhole cover and frame with locking device; bedded frame in cement mortar (1:3); sealing cover with grease
5/10B | ^^Heavy duty; to suit 1200 x 600mm manhole |  | nr
Connecting to existing service
Connect end of pipes to existing manhole; including all necessary excavation; forming openings; including all necessary temporary works; making good all work disturbed
5/10C | ^^110mm diameter pipes; connection at 1.50m (approximately) below existing cover level (Telcom) |  | nr
EIR
Hard PVC pipes and fittings; BS3506; loose coupler and sealing ring
Twin Wall Upvc Pipework; laid in trenches
5/10D | ^^100mm nominal size |  | m
5/10E | ^^^^^Extra over for; draw wire |  | m
Extra over pipes in which they occur
5/10F | ^^Bends; 100mm nominal size |  | nr
Inspection chamber
Inspection chamber; all as typical Telecom manhole construction
5/11A | ^^1200 x 600mm; average 1000mm deep |  | nr
Sundries; galvanised cast iron
Manhole cover and frame with locking device; bedded frame in cement mortar (1:3); sealing cover with grease
5/11B | ^^Heavy duty; to suit 1200 x 600mm manhole |  | nr
Connecting to existing service
Connect end of pipes to existing manhole; including all necessary excavation; forming openings; including all necessary temporary works; making good all work disturbed
5/11C | ^^110mm diameter pipes; connection at 1.50m (approximately) below existing cover level (Telcom) |  | nr
VIRGIN
Hard PVC pipes and fittings; BS3506; loose coupler and sealing ring
Twin Wall Upvc Pipework; laid in trenches
5/11D | ^^100mm nominal size |  | m
5/11E | ^^^^^Extra over for; draw wire |  | m
5/11F | ^^^^^Extra over for; being laid outside the site boundary |  | m
5/11G | ^^^^^Extra over for; connection to existing VM Cabinet |  | nr
Extra over pipes in which they occur
5/12A | ^^Bends; 110mm nominal size |  | nr
Inspection chamber
Inspection chamber; all as typical Telecom manhole construction
5/12B | ^^1200 x 600mm; average 1000mm deep |  | nr
Sundries; galvanised cast iron
Manhole cover and frame with locking device; bedded frame in cement mortar (1:3); sealing cover with grease
5/12C | ^^Heavy duty; to suit 1200 x 600mm manhole |  | nr
Connecting to existing service
Connect end of pipes to existing manhole; including all necessary excavation; forming openings; including all necessary temporary works; making good all work disturbed
5/12D | ^^110mm diameter pipes; connection at 1.50m (approximately) below existing cover level (Telcom) |  | nr
5/12E | ^^^^^Extra over for; being outside the site boundary |  | nr
Other Items
5/12F | Provide for all labour, materials, plant and all items which in the tenderers opinion are not specifically allowed for in this section of the works but which can be reasonably inferred from a site inspection and the works requirements as being necessary for the execution and completion of the works. - (List items below) |  | Item
(70) SITE FITTINGS
(70) SITE FITTINGS
Generally
INFORMATION
6/1A | For a detailed description of materials and workmanship, contractors are to refer to both the Architectural & Engineering Specification documents. |  | Note
DRAWINGS
6/1B | For layouts refer to Architectural Plans. |  | Note
Fittings Equipment and Furniture
Re-fit existing site sign; retained from wall of existing entrance
6/1C | ^^Fixed to new walls |  | item
Site Sign; on structural steel supports to Contractor's Design; including all lettering, logo's and the like; all to Architect's Approval
Site Sign
6/1D | ^^Estate name Signage; Kildare County Council Standard |  | Item
Signage to comply with Department of the Environment Specifications and Traffic Sign Manuals, complete with 76 mm diameter x 5 mm thick powder coated mild steel tubular posts 2500 mm high above ground, posts set in 600 x 600 x 600 mm Grade 35N in-situ concrete foundation complete, to standard shape/font, to demonstrate/read: as per Engineers Drawing C-0050
Road Signage
6/1E | ^^Accessible Parking Bay; Ref. F204 |  | nr
| ^^Accessible Parking Bay; enamel coated external grade sign; 170 x 170mm mounted at 1000mm above FGL |  | nr
| ^^Accessible Entrance sign; enamel coated external grade sign; 170 x 170mm mounted at 1000mm above FGL |  | nr
6/2A | ^^'STOP' sign; Ref. RUS 027 |  | nr
Other Items
6/2B | Provide for all labour, materials, plant and all items which in the tenderers opinion are not specifically allowed for in this section of the works but which can be reasonably inferred from a site inspection and the works requirements as being necessary for the execution and completion of the works. - (List items below) |  | Item
(80) LANDSCAPING
(80) LANDSCAPING
Generally
INFORMATION
7/1A | For a detailed description of materials and workmanship, contractors are to refer to both the Architectural & Engineering Specification documents. |  | Note
NOTES
7/1B | The Contractor shall allow in his rates for carrying out the planting element of the following works, at a time recommended as best practice for growth. This may be a period after substantial completion, depending on the programme, if so required. |  | Note
7/1C | All shrubs / plants shall be best quality nursery stock, similar in size and quality in accordance with BS 3969 Part 1. |  | Note
SURFACE PAVINGS, FENCING AND LANDSCAPING: Grassing and Planting
Topsoil to BS 3882:1994; areas generally as per drawings; General purpose grade
7/1D | ^^150mm thick |  | m2
Grassing and Planting
Cultivating; surfaces of filling
7/1E | ^^Rotavating 300mm deep; grading, removing debris; harrowing; weeding; preparing for seeding |  | m2
7/1F | ^^Countouring and grassy mounds to 'Play Trails' & boulders |  | m2
Surface applications
7/1G | ^^Fertilizer 0.10kg/m2; raking in |  | m2
Seeding; as per Landmark Design & Consultancy Drawings 01 & 02 & specification
7/2A | ^^Grass seed; Amenity Lawn Mix; 35-50g/m2 raking in |  | m2
7/2B | ^^Grass seed; Wet Grassland Mix; 25g/m2 raking in |  | m2
7/2C | ^^Safety Grass; 'Safa' Grass safety surface to EN1177 |  | m2
Tree Pits
Form tree pits including 10% existing pit soil, 70% imported topsoil, 20% peat moss, bone meal, including all excatation and disposal
7/2D | ^^1000 mm x 1000 mm deep. |  | nr
7/2E | ^^1500 mm x 1500 mm deep; Bio Retention SuDS Tree pit |  | nr
Trees; as per Landmark Design & Consultancy Drawings 01 & 02 & specification
7/2F | ^^T1 - Tilia Cordata 'Greenspire', 16-18cm rootballed |  | nr
7/2G | ^^T2 - Sorbus Aucuparia, 16-18cm rootballed |  | nr
7/2H | ^^T3 - Betula Pendula, 16-18cm rootballed |  | nr
7/2J | ^^T4 - Quercus Robur, 16-18cm rootballed |  | nr
7/2K | ^^T5 - Prunus Padus, 16-18cm rootballed |  | nr
7/2L | ^^Tree cage; powdercoated rigid weldmesh; staked and tied to detail; 300mm diameter x 1800mm high |  | nr
Hedge Rows; native/naturalised hedgerow planting; thornless; 200mm centres; 20% Acer campestre; 35% Fagus sylvatica; 35% Coryluis avellana; 10% IIex aquifolium; straining posts; plastic wire
7/3A | ^^600mm high; 1000mm planting zone |  | m
Boulders; Play Trails; grouped in areas as shown on andmark Design & Consultancy Drawings 01 & 02 & specification
7/3B | ^^generally in groups massed together |  | nr
Underground Play Tunnel; excavation; contouring; proprietary item; HDPE construction; 50º exits; 750mm diameter
7/3C | ^^Ref FIAGT60; 1100mm wide x 930mm high x 6080mm long |  | Item
Platform & Embankment Slide; excavation; disposal; setting in posts and slide base; certification; include forming embankment; grading
7/3D | ^^4720 x 4140 x 1610mm drop |  | Item
Maintenance
7/3E | ^^Allow for cutting grassed areas regularly during the defects liability period after the grass is established, roll and make good any areas where grass is not fully established. Include for providing monthly maintenance certificates. |  | Item
7/3F | ^^Allow for maintenance of planting during the defects liability period as specified in Architects Specification. |  | Item
7/4A | ^^Maintain all planted and seeded areas to best horticultural practice for 12 months after Substancial Completion. |  | Item
7/4B | ^^Keep all areas tidy and weed-free at all times. |  | Item
7/4C | ^^Ensure that all plants and posts are straightened if leaning. |  | Item
7/4D | ^^Collect and dispose all litter in planted and grassed areas make 12 visits to site. |  | Item
7/4E | ^^Keep all planted areas free of weed by chemical treatment and hand weeding, remove any failed plants and breakage, fertilise all areas in spring and autumn with from the S.O. approved products make 12 visits to site. |  | Item
7/4F | ^^Allow for sufficient watering of all areas during any dry periods. |  | Item
Other Items
7/4G | Provide for all labour, materials, plant and all items which in the tenderers opinion are not specifically allowed for in this section of the works but which can be reasonably inferred from a site inspection and the works requirements as being necessary for the execution and completion of the works. - (List items below) |  | Item
Subtotal
Adjustment | [5 empty] | 0
G.S.T
Total

## Trade Summary
Description | Job % | Cost per Unit | Total
(10) PREPARED SITE
(30) SITE ENCLOSURES
(40) ROADS PATH PAVINGS
(50) SITE SERVICES (PIPED & DUCTED)
(60) SITE SERVICES (MAINLY ELECTRICAL)
(70) SITE FITTINGS
(80) LANDSCAPING
Subtotal
Adjustment
G.S.T
Total