## Trade Breakup
VOLUME C - Schedule of Rates Fire Brigade Term Maintenance Multi Party Framework
ID | Section | Bill Ref. | Description | Quantity | Unit | Rate | Total
5 | Preliminaries |  | PRELIMINARIES
6 | Preliminaries |  | GENERAL PARTICULARS
7 | Preliminaries |  | Contractors are advised that the following document is NOT prepared in accordance with Agreed Rules of Measurement 4
8 | Preliminaries |  | DEFINITIONS
9 | Preliminaries |  | Where reference is made to a particular standard, make, source, process, trademark, type or patent that is not to be regarded as the de-facto requirement and in all such cases it should be understood that such indications are to be treated strictly and solely for reference purposes only , to which the words "or equal and approved" will always be appended.
10 | Preliminaries |  | Words importing the singular only also include the plural and vice versa where the context requires.
11 | Preliminaries |  | The term "Replace" shall mean the removal of the existing item and the replacement with a new item.
12 | Preliminaries |  | The term "fixing by" used in conjunction with any method of fixing shall not be deemed to include any fixing materials but shall be interpreted as a definition of fixing method only.
13 | Preliminaries |  | The term "approved" "directed" and "selected" shall mean the approval direction and selection in writing of Dublin City Council
14 | Preliminaries |  | Abbreviations
15 | Preliminaries |  | EN .......... Relates to European Standards
16 | Preliminaries |  | NSAI .......... National Standards Authority of Ireland
17 | Preliminaries |  | CPR .......... Construction Product Regulation (EU) No. 305/2011
18 | Preliminaries |  | Where reference is made in the Contract documents to an Irish or EN Standard Specification or code of Practice, the issue shall be that of the latest addition, Imperial or Metric, as appropriate at the "Designated date"
19 | Preliminaries
20 | Preliminaries |  | GENERAL ITEMS AND NOTES
21 | Preliminaries | 2A | Contractors are advised to read carefully all general items and notes in the various contract documents. |  | Note |  | 0
22 | Preliminaries | 2B | No alterations shall be made by the Contractor in the text of the Contract documents. If any alteration or addition be made by him such alteration or addition shall not be recognised and the text of the Contract documents (as prepared by the Quantity Surveyor) will be rigidly adhered to. |  | Note |  | 0
23 | Preliminaries | 2C | The Contractor is to price against any of the following clauses he considers necessary. |  | Note |  | 0
24 | Preliminaries | 2D | All items in the Pricing Document must be priced in INK. The rates, extensions and totals to be in Euro's to two decimals. The tenderer's costs and charges are to be spread over the items in the Pricing Document in a balanced manner so that the rate or price for each item fairly represents the costs and charges for the work described therein. Should any item herein be left unpriced, it shall be held to be included in the prices given for other items of the work. Bracketing or grouping together of items for pricing will not be accepted. | 1 | Item |  | 0
25 | Preliminaries | 2E | Where the Preliminaries section is not priced the Contractors rates will be deemed to include for all preliminary items associated with the works including but not limited to - attendances, insurances, waste management, scaffolding, safety netting,hoisting, boom lifts,temporary access, protection of existing properties ; complying with health and safety requirements and building regulations; any necessary liaison with Utility companies, Specialist Sub-Contractors, state and other agencies or the Employers Representative ; obtaining of any necessary Certificates or Guarantees ; disposal of normal construction waste to authorised waste facilities and for protecting all work elements during the execution of the works. No claims relating to any of these items or any other prelimary item will be entertained. | 1 | Item |  | 0
26 | Preliminaries | 3A | Where preliminaries are priced - total cost of preliminaries will be expressed as a percentage of the total amount of the other elements in the schedule of rates and this percentage will be applied to the value of any work under the term maintenance contract | 1 | Item |  | 0
27 | Preliminaries | 3B | The rates inserted in Volume C will be checked to insure that they are priced in a fair and balanced manner and to ensure that there is no strategic pricing of the more commonly used items. If any tendered amounts are deemed to be abnormally low or abnormally high the Contractor will be required to provide a breakdown of their constituent elements. Any failure to provide such information ,when requested , may exclude the tender from further consideration. Should it be necessary to rebalance any rates it will be done so by D.C.C. Quantity Surveying Division with the Contractors agreement and in keeping with the original tender amount. | 1 | Item |  | 0
28 | Preliminaries | 3C | If having considered the information provided ( both in the tender and in any responce for detailed breakdown of rates ) , the Employer is of the view that the Contractor's tendered rates or prices in the Pricing Document do not reflect a fair allocation of the Notional Tender Total , the Employer may reject the tender. | 1 | Item |  | 0
29 | Preliminaries | 3D | The cost of complying with all the conditions obligations and liabilities described in the Tender Documents, Form of Tender and in the Term Maintenance Contract will be deemed to be spread over and included in the prices given in the Pricing Document except where expressly the subject of a specific item. | 1 | Item |  | 0
30 | Preliminaries | 3E | Persons or firms tendering are requested to refer to the Conditions of Contract, Form of Tender and Tender Documents which are to be read in conjunction with this Bill of Approximate Quantities. All of the aforementioned documents form the Contract. | 1 | Item |  | 0
31 | Preliminaries |  | PRELIMINARY PARTICULARS
32 | Preliminaries |  | Project
33 | Preliminaries |  | Maintenance and Refurbishment Works to Dublin Area Fire Stations
34 | Preliminaries |  | Parties and Consultants
35 | Preliminaries |  | Employer:
36 | Preliminaries |  | Dublin City Council in conjunction with Dublin Fire Brigade
37 | Preliminaries |  | Civic Offices
38 | Preliminaries |  | Wood Quay
39 | Preliminaries |  | Dublin 8.
40 | Preliminaries |  | Civic Offices
41 | Preliminaries |  | Dublin 8.
42 | Preliminaries |  | Quantity Surveyors:
43 | Preliminaries |  | Chief Quantity Surveyor
44 | Preliminaries |  | Quantity Surveyor's Division
45 | Preliminaries |  | 1st Floor, Block 4 West
46 | Preliminaries |  | Civic Offices,
47 | Preliminaries |  | Dublin 8.
48 | Preliminaries
49 | Preliminaries |  | DESCRIPTION OF THE WORKS
50 | Preliminaries |  | The work consists of general maintenance and refurbishment works to Dublin Area Fire Stations
51 | Preliminaries |  | The duration of the contract will be two years.
52 | Preliminaries |  | Consultation and liasing with the relevant representatives of Dublin City Council is an important facet of this work.
53 | Preliminaries |  | The Contractors attention is drawn to the fact that all the fire Stations where works will be required will be OCCUPIED by the Fire Brigade staff while the work is being executed. The premises will remain in use at all times.
54 | Preliminaries
55 | Preliminaries |  | THE SITES
56 | Preliminaries |  | The successful Contractor will be required to work at the following sites;
57 | Preliminaries |  | 1. Fire Brigade Headquarters, Tara Street, Dublin 2.
58 | Preliminaries |  | 2. East Region Control Centre and Dublin Fire Brigade Headquarters and Station, Townsend Street, Dublin 2.
59 | Preliminaries |  | 3. Donnybrook Fire Station, Donnybrook Road, Dublin 4.
60 | Preliminaries |  | 4. Dolphins Barn Fire Station, Dolphins Barn, Dublin 8.
61 | Preliminaries |  | 5. Phibsboro Fire Station, Phibsboro Road, Dublin 7.
62 | Preliminaries |  | 6. North Strand Fire Station, North Strand Road, Dublin 3.
63 | Preliminaries |  | 7. Finglas Fire Station, Mellowes Road, Dublin 11.
64 | Preliminaries |  | 8. Kilbarrack Fire Station, Tonlegee Road, Dublin 5.
65 | Preliminaries |  | 9. Tallaght Fire Station, Belgard Road, Dublin 24.
66 | Preliminaries |  | 10. Rathfarnham Fire Station, Nutgrove Avenue, Rathfarnham, Dublin 14.
67 | Preliminaries |  | 11. Blanchardstown Fire Station, Coolmine, Dublin 15.
68 | Preliminaries |  | 12. Fire Brigade Workshop, Lower Grangegorman, Dublin 7.
69 | Preliminaries |  | 13. Training Centre, Malahide Road, Dublin 5.
70 | Preliminaries |  | 14. Swords Fire Station, Swords, Co. Dublin.
71 | Preliminaries |  | 15. Skerries Fire Station, Skerries, Co. Dublin.
72 | Preliminaries |  | 16. Balbriggan Fire Station, Balbriggan, Co. Dublin.
73 | Preliminaries |  | 17. Dun Laoghaire Fire Station, Kill Avenue, Co. Dublin.
74 | Preliminaries |  | 18. Stanley Street Workshop, Dublin 7.
75 | Preliminaries |  | 19. Unit 29 Cherry Orchard Industrial Estate, Ballyfermot Road Dublin 10
76 | Preliminaries |  | SCOPE OF THE WORKS
77 | Preliminaries |  | It is not possible to estimate accurately, the extent of the works which will be required during the Contract Term.
78 | Preliminaries |  | The quantities and figures in the Pricing Document are notional quantities and are included for Tender assessment purposes only. If there is a discrepancy between the documents, the PDF version will take precedence.
79 | Preliminaries |  | The rates tendered in the Pricing Document will be the rates chargeable by the preferred bidder for the term of the maintenance contract.
80 | Preliminaries |  | The amount of the Tender sum may not be necessarily be the Contract Sum. Depending on the funding available and the requirements of Dublin Fire Brigade, the contract sum will be determined by Dublin City Council and the Contract signed in that amount. The work executed under the Contract will be measured and valued in accordance with the terms and conditions of the Term Maintenance Contract. The most current edition at time of tender will apply.
81 | Preliminaries |  | ORDER OF THE WORKS
82 | Preliminaries |  | The successful Contractor will act on the instructions of the Fire Brigade Property Maintenance Manager. The Contractor is advised that this contract , by its nature, is a 365 day per year contract. The Contractor must be immediately contactable and available at all times (24 hours per day, including bank holidays, holiday periods, Christmas, Easter etc.) to carry out work as and when required by the Fire Brigade Property Maintenance Officer.
83 | Preliminaries |  | For general repair works, the necessary Task Order will be issued by the Fire Brigade Property Maintenance Manager to the Contractor at the briefing meeting at the commencement of each week. These meetings may involve visiting the site of the proposed works. Additional Task Orders may be issued in the period between briefing meetings.
84 | Preliminaries |  | In an emergency, or in certain circumstances identified by the Fire Brigade Property Maintenance Officer, an immediate and urgent response will be required of the Contractor. To facilitate this situation, the Contractor will provide the Maintenance Officer, prior to the commencement of the Contract, the names, details and contact telephone numbers of all the individuals and firms employed by him under the contract. The Fire Brigade Property Maintenance Officer may contact such people directly in order to affect the necessary emergency repairs. The required documentation should subsequently be completed as soon as is practicable after the execution of the work.
85 | Preliminaries |  | Dublin Fire Brigade will set up its own internal processing and recording arrangements for the real administration of this contract. The Contractor will be required to fully comply with the procedures put in place by the Fire Brigade in this regard and to supply all of the required documentation and information as requested.
86 | Preliminaries |  | At present the Fire Brigade Emergency procedures for holiday periods are as follows:-
87 | Preliminaries |  | 1. If a emergency repair fault occurs at a station, the emergency is reported to the Mobilisation Officer (MO) or Property Maintenance Officer (PMO)
88 | Preliminaries |  | 2. The MO/PMO will contact the Contractor to inform them of the nature of the emergency
89 | Preliminaries |  | 3. The Contractor completes the repair works immediately, or as soon as is practicable
90 | Preliminaries |  | 4. The Station Officer then advises the MO when the emergency repair/fault has been attended to.
91 | Preliminaries |  | 5. When the emergency has been attended to the maintenance form should be completed and returned to the PMO at the Fire Brigade.
92 | Preliminaries |  | 6. If the instruction from the MO is not responded to within a satisfactory time, the Fire Brigade PMO is to be contacted immediately by the MO
93 | Preliminaries |  | Any failure on the part of the contractor to comply with the requirements of Dublin City Council will entitle the PMO to engage another contractor to undertake the necessary works. In such circumstances, the cost of such work will be deducted from any monies due to the contractor.
94 | Preliminaries |  | Performance review(s) will be in line with Section 6 of the Framework Agreement document for use with PWCF 11 FA version 1.0
95 | Preliminaries |  | Any works commenced or opened up by the Contractor must be completed by continuous work and closed up by him. If the contractor is unable to complete/close up work for any reason, he must ensure that all of the necessary temporary protection is in place and that all of the services (water, gas, electricity etc), temporary or otherwise, must be in good working order prior to his departure. Any failure to comply with this requirement will entitle the Property Maintenance Manager to employ another Contractor to complete the works and deduct the cost from any sums due to the Contractor.
96 | Preliminaries
97 | Preliminaries |  | ASBESTOS
98 | Preliminaries | 9A | While carrying out refurbishment work for Dublin City Council under this Contract there is potential for exposure to ACM's ( Asbestos Containing Material ). Dublin City Council will survey each property to identify ACM's ( which may be present in insulation, floor finishes ,ceiling finishes , roofing materials etc.) so that they can be safely removed in preperation for refurbishment work to that property. The Asbestos Survey will be issued with the Task Order to the Contractor and where Asbestos Containing Material is required to be removed from the property prior to any refurbishment work, it's removal must be carried out by Specialist Asbestos Contractors. Following removal of the ACM's a site clearance for 'Re-occupation Certificate' must be obtained from a competent independent analyst prior to re- occupancy of the area in accordance with Regulation 15 (10) of the Safety Health and Welfare at Work ( Exposure to Asbestos ) Regulations 2006-2010. |  | Note |  | 0
99 | Preliminaries | 9B | This 'Re-occupation Certificate' along with documentation showing the location, type and cost of Asbestos removed , must be presented to DCC Quantity Surveyors prior to any payment being made. Payment will then be made when the Completion Certificate is issued for the property and the final account is agreed with DCC's Quantity Surveyor's. |  | Note |  | 0
100 | Preliminaries |  | INSURANCES
101 | Preliminaries |  | Provide for all insurances as outlined in Clause 11 of the Conditions of Contract | 1 | Item |  | 0
102 | Preliminaries | 9C | Providing for paying all Employer's contribution under the Social Welfare and Intermittent Unemployment Insurances Acts and for complying with the Social Welfare (Commencement of Employment) Regulations 1988 and 1989. | 1 | Item |  | 0
103 | Preliminaries |  | SAFETY, HEALTH AND WELFARE AT WORK
104 | Preliminaries | 10A | The Contractor shall include for complying in full with Regulation 12(1)(a) of the the Safety, Health and Welfare at Work (Construction) Regulations, 2013 (S.I.No.291 of 2013) and shall provide a safety statement. | 1 | Item |  | 0
105 | Preliminaries | 10B | The Contractor shall include for complying in full with Regulation 12(1)(a) of the Safety, Health and Welfare at Work (Construction) Regulations 2013 (S.I. No. 291 of 2013). and shall provide a Safety and Health Plan and shall include for the appointment of a competent person (nominated by the Contractor and to whom the Employer does not object), to act as and carry out the duties of Project Supervisor for the duration of the construction stage as set out in the Safety and Health Act 2005 and the Safety, Health and Welfare at Work (Construction) Regulations 2013. He shall also provide for the Project Supervisor for the Construction Stage (A) giving notice to the National Authority for Occupational Safety and Health prior to commencement of work on site in accordance with the First Schedule of the Safety, Health and Welfare at Work(Construction) Regulations, 2013 and (B) preparing a Safety File , making any necessary adjustment and on completion of the Contract delivering the Safety File to the Employer. | 1 | Item |  | 0
106 | Preliminaries | 10C | Provide for carrying out the provisions of the Conditions of Employment and Holidays (Employees) Acts, the FAS Levy-Grant Schene, the Safety and Health Act, 2005 and the Safety Health and Welfare at Work (Construction) Regulations, 2006 including the provision of a Safety Statement and all other legislation and Trade Union Conditions of employment whereby the cost of labour is affected. | 1 | Item |  | 0
107 | Preliminaries
108 | Preliminaries |  | PAYMENTS
109 | Preliminaries |  | 1. Payment shall be made in accordence with Clause 6 of the Conditions of Contract.
110 | Preliminaries |  | 2. At the end of each four week period the Contractor shall submit a Progress Statement to the Fire Brigade Property Maintenance Manager and a copy of same to the DCC Quantity Surveying Division. A payment date schedule will be agreed between the parties prior to contract commencement. This payment date schedule will be strictly enforced to align with DCC QSD noting dates and payment runs. If the contractor does not submit a progress statement in line with the agreed payment schedule, then the next agreed schedule date will be used.
111 | Preliminaries |  | 3. The following information should be clearly shown on the statement :-
112 | Preliminaries |  | ^^^(a) A full and accurate description of the Task Orders executed on a station by station basis
113 | Preliminaries |  | ^^^(b) A fully priced Task Order for each task using the rates contained within the pricing document
114 | Preliminaries |  | ^^^(c) Where the work is not covered by rates in this document, time sheets must be submitted to give a full and detailed accurate description of work undertaken and time spent on each occasion.
115 | Preliminaries |  | ^^^(d) Preliminaries and Insurances will be payable as a percentage of the works executed i.e. the amount included in the Pricing Document for Preliminaries and Insurances will be converted into a percentage of the Tender sum(excluding cost of Preliminaries and Insurances). This percentage will be added to each Task Order to cover Preliminaries and Insurances for the task.
116 | Preliminaries |  | 4. All costs associated with each Task Order must as far as practicable, be claimed together within that progress statement and not claimed across multiple progress statements. This is required for cost analysis purposes.
117 | Preliminaries |  | 5. The accuracy of the worksheet details shall require verification by the Fire Brigade Property Maintenance Manager or his representatives.
118 | Preliminaries |  | 6. If the details so verified differs from the progress statement submitted by the Contractor, explanation of the difference shall be given on request.
119 | Preliminaries |  | SITE AGENT
120 | Preliminaries | 12A | The Contractor shall keep upon the works a competent site agent and any instructions given to him shall be deemed to be given to the Contractor. | 1 | Item |  | 0
121 | Preliminaries
122 | Preliminaries |  | CONTRACTS MANAGER
123 | Preliminaries | 12B | The Contractor shall keep upon the works a competent contracts manager or site agent that will oversee all tasks in progress and sign off tasks when completed to his/her satisfaction. The Contracts Manager should be availableto to carry out investigative work and be available to meet with the Property Maintenance Manager at the beginning of each working week to discuss/ plan works required. | 1 | Item |  | 0
124 | Preliminaries
125 | Preliminaries |  | WORKING HOURS
126 | Preliminaries | 13A | It is intended that the majorirty of the works will generally be carried out during normal working hours, Monday to Friday. Normal working hours will be defined as 0800 to 1700 hours Monday to Friday. | 1 | Item |  | 0
127 | Preliminaries | 13B | From time to time the Contractor will be asked to carry out Maintenance Work outside normal working hours for 365 days a year as instructed by the Fire Brigade Property Maintenance Manager. Should the Contractor wish to price this work, at an enhanced labour rates, the opportunity is provided in the General Section. | 1 | Item |  | 0
128 | Preliminaries
129 | Preliminaries |  | NOTES FOR TENDERING CONTRACTORS
130 | Preliminaries |  | 1. The Pricing Document has NOT been prepared in accordance with ARM, but by way of measured Notional Quantities and "Spot Items" inclusive of everything necessary to restore the article or area to a standard acceptable to the Property Maintenance Manager.
131 | Preliminaries |  | Abnormally low tenders or abnormally low or high rates and pricing.
132 | Preliminaries |  | If, in the Employer's opinion, any tendered amounts are abnormally low or abnormally high, the Employer may require the Candidate to provide details of their constituent elements of the Notional Tender Total or the tendered amounts. This may include (without limitation) the information listed in Regulation 69(1) of the European Communities (Award of Public Authorities' Contracts) Regulations 2006. Any failure to provide such information, when requested, may exclude the tender from further consideration. If, having considered the information provided, the Employer is of the view that any tendered amounts are abnormally low or abnormally high, the Employer may reject the Tender.
133 | Preliminaries |  | 2. The successful Contractor will be paid at the rates contained in the Pricing Document for work done as per the Task Orders as instructed and verified by the Fire Brigade Property Maintenance Manager.
134 | Preliminaries |  | 3. Rates for Maintenance and Refurbishment Works are to include for everything necessary to bring the existing damaged construction to the normal standard of construction deemed fit for purpose by Dublin City Council and in full compliance with the Building Regulations : -
135 | Preliminaries |  | (a) Items described as " Replace" - the rate should ALSO include for taking down and removing off site the existing works and making good up to repaired or replaced items except decorations and glazing
136 | Preliminaries |  | (b) Preparatory work should include cutting back, opening up and removal from site of damaged materials.
137 | Preliminaries |  | (c) Repairing windows should include for easing and adjusting casements but removal of broken glass and cleaning rebates shall be included with reglazing.
138 | Preliminaries |  | 4. The tenderer will be deemed to have visited the sites and taken everything into account that would influence his price.
139 | Preliminaries |  | 5. Any costs incurred for carrying out investigative work shall be deemed to be included in the costs of the repairs
140 | Preliminaries |  | 6. Items described as "reomve" ," break up" or "grubbing up" are deemed to include disposal off site to a licenced waste facility. All tipping fees and disposal charges will be deemed to be included in the rates in this document
141 | Preliminaries |  | 7. A particular requirement of security is necessary at all times for plant, tools and vehicles while the Contractor is carrying out the works.
142 | Preliminaries |  | 8. Subject to Health and Safety Requirements it is recommended that employees or representatives of the Contractor do not work alone on the sites. The rates in the Pricing Document should include for this factor
143 | Preliminaries |  | 9. All overhead costs are deemed to be included in the rates eg Insurances,Plant and Machinery ,Scaffolding , administration, travel, subsistance, welfare etc
144 | Preliminaries
145 | Preliminaries |  | CONTRACT
146 | Preliminaries |  | FORM TYPE AND CONDITIONS OF CONTRACT
147 | Preliminaries |  | The Conditions of Contract shall be the Public Works Term Maintenance and Refurbishment Works Contract (PW - CF11v 1.6) dated 29th July 2021.
148 | Preliminaries
149 | Preliminaries |  | A schedule of the Clause headings in the Conditions of Contract has been set out below to enable the Contractor to allow for the cost of complying with the Conditions.
150 | Preliminaries
151 | Preliminaries |  | Should any Clause be left unpriced the cost of complying with these Clauses shall be deemed to be included with the unit rates elsewhere in this Pricing Document.
152 | Preliminaries
153 | Preliminaries |  | Clauses which have been covered elsewhere by an item in the Pricing Document have been indicated.
154 | Preliminaries
155 | Preliminaries |  | Note that the Tender Price based on the Pricing Document will be classified as indicational only, to facilitate the signing of the Contract and not as a definitive representation of the quality and quantity of the works or of the Contract Sum.
156 | Preliminaries
157 | Preliminaries |  | Conditions of Contract (PW - CF11v 1.6)
158 | Preliminaries
159 | Preliminaries |  | Clause
160 | Preliminaries
161 | Preliminaries | 14A | 1. This Contract
162 | Preliminaries
163 | Preliminaries | 14B | 2. Duration of Term
164 | Preliminaries
165 | Preliminaries | 14C | 3. Task Orders
166 | Preliminaries
167 | Preliminaries | 14D | 4. Completing Tasks
168 | Preliminaries
169 | Preliminaries | 14E | 5. Quotation for Tasks
170 | Preliminaries
171 | Preliminaries | 14F | 6. Payment
172 | Preliminaries
173 | Preliminaries | 14G | 7. Site operations and Works
174 | Preliminaries
175 | Preliminaries | 14H | 8. Contractor's Personal
176 | Preliminaries
177 | Preliminaries | 14I | 9. Pay and conditions of employment of workers
178 | Preliminaries
179 | Preliminaries | 14J | 10. Loss and damage
180 | Preliminaries
181 | Preliminaries | 15A | 11. Insurances
182 | Preliminaries
183 | Preliminaries | 15B | 12. Property
184 | Preliminaries
185 | Preliminaries | 15C | 13. Ethics in Public Office
186 | Preliminaries
187 | Preliminaries | 15D | 14. Law and disputes
188 | Preliminaries
189 | Preliminaries | 15E | 15. Contractor's risk of loss and damage to the Works and Employer's existing facilities
190 | Preliminaries
191 | Preliminaries
192 | Preliminaries |  | GENERAL MATTERS
193 | Preliminaries |  | ( APPLICABLE TO ALL OF THE WORKS AUTHORISED )
194 | Preliminaries |  | TRAVEL
195 | Preliminaries | 20E | The Contractor is to include here for all travel costs to and from the various locations in connection with the works. | 1 | Item |  | 0
196 | Preliminaries
197 | Preliminaries |  | CONTRACTORS LIABILITY
198 | Preliminaries |  | The insurances clauses are listed under Clause 11 of The Conditions of Contract
199 | Preliminaries | 20F | Allow for any costs arising from the works outside the curtilage of the site. | 1 | Item |  | 0
200 | Preliminaries | 20G | The Contractor shall provide for the efficient protection of the public, the employers, officers, servants, visitors, property and all other persons occupying or using the site. | 1 | Item |  | 0
201 | Preliminaries | 21A | The Contractor is to take all reasonable precautions to minimise nuisance to the occupants/users of adjoining properties and the general public and to include for complying with all statutory regulations in this regard. | 1 | Item |  | 0
202 | Preliminaries | 21B | The Contractor shall be responsible for negotiations as may be required with the Local Authority or adjoining owners for any encroachment necessary for carrying out any work outside the site boundary. | 1 | Item |  | 0
203 | Preliminaries
204 | Preliminaries |  | Obligations and restrictions imposed by the Employer
205 | Preliminaries |  | The use of any materials found on site
206 | Preliminaries | 21C | All articles of value and/or of antiquarian or archaeological interest which may be found on the property of the Employer shall be handed over to the Architect | 1 | Item |  | 0
207 | Preliminaries
208 | Preliminaries |  | Any other obligation or restriction
209 | Preliminaries | 21D | The Contractor is to permit the Employer and his representatives access to the site at all times | 1 | Item |  | 0
210 | Preliminaries | 21E | Prevent trespass on adjoining property | 1 | Item |  | 0
211 | Preliminaries | 21F | Obtain permission from the owners and occupiers of adjoining properties if it is necessary to obtain access for any purpose in connection with the Works. Indemnify and insure the Employer against all charges arising therefrom | 1 | Item |  | 0
212 | Preliminaries | 21G | The Employer does not bind itself to accept the lowest or any tender. Tenderers will not be remunerated for any trouble or expense they may incur in preparing their tenders | 1 | Item |  | 0
213 | Preliminaries
214 | Preliminaries |  | General Facilities and Obligations
215 | Preliminaries |  | For convenience in pricing, items for the following have been given
216 | Preliminaries | 22A | The tenderer's costs and charges are to be spread over the items in the Pricing Document in a balanced manner so that the rate or price for each item fairly represents his costs and charges for the work etc. described therein. The Pricing Document is to be priced in INK as are rates and extensions and totalled in Euros to two decimal places. Should any item herein be left unpriced, it shall be held to be included in the prices given for other items of the work |  | Note |  | 0
217 | Preliminaries | 22B | Allow for facilitating the works of all firms or Authorities to be employed on the site during the progress of the contract including reasonable use of scaffolding, plant, etc., as indicated in the Specification | 1 | Item |  | 0
218 | Preliminaries
219 | Preliminaries |  | Supervision and co-ordination of the works
220 | Preliminaries | 22C | Provide for all necessary supervision and co-ordination of the works. | 1 | Item |  | 0
221 | Preliminaries
222 | Preliminaries |  | Plant, Tools and Vehicles
223 | Preliminaries | 22D | No claims will be entertained for costs arising from the protection of the Contractor's plant, tools or vehicles during the course of Maintenance or Associated works or at any other time during the course of the Contract |  | Note |  | 0
224 | Preliminaries | 22E | Provide all plant, tools and vehicles | 1 | Item |  | 0
225 | Preliminaries | 22F | Provide for bringing to site and removing on completion | 1 | Item |  | 0
226 | Preliminaries | 22G | Provide for maintaining on site for the duration of the works | 1 | Item |  | 0
227 | Preliminaries | 22H | Provide for protecting all plant, tools and vehicles | 1 | Item |  | 0
228 | Preliminaries
229 | Preliminaries |  | Scaffolding
230 | Preliminaries | 23A | Provide, erect and remove on completion all scaffolding required including safety netting and any overhead cantilevered pedestrian canopies required | 1 | Item |  | 0
231 | Preliminaries
232 | Preliminaries |  | Site administration and Security
233 | Preliminaries | 23B | No claims will be entertained for costs arising from the protection of the Contractor's employees during the course of Maintenance or Associated works or at any other time during the course of the Contract |  | Note |  | 0
234 | Preliminaries | 23C | Provide any temporary security as may be required during the course of the Contract, including any special security the Contractor considers necessary | 1 | Item |  | 0
235 | Preliminaries | 23D | Allow for providing all necessary watching and artificial lighting and everything necessary by day and night for the due protection and security of the works and of the public | 1 | Item |  | 0
236 | Preliminaries | 23E | Provide for proper site administration, including the keeping of Statutory Records | 1 | Item |  | 0
237 | Preliminaries | 23F | Allow for any protective clothing as may be deemed necessary for the satisfactory completion of the works | 1 | Item |  | 0
238 | Preliminaries
239 | Preliminaries |  | Transport for workpeople
240 | Preliminaries | 23G | Provide all transport required for workpeople | 1 | Item |  | 0
241 | Preliminaries
242 | Preliminaries |  | Water for work
243 | Preliminaries | 24A | Water for the use of the Works and connections from main will be provided free by the Local Authority. Allow for paying the charges made by the Waterworks Department for connection other than for dwellings and supplying all requisite pipes and other necessary apparatus in every way complying with the Local Authorities Waterworks Regulations | 1 | Item |  | 0
244 | Preliminaries
245 | Preliminaries |  | Lighting and power for the works
246 | Preliminaries | 24B | Provide for the installation, maintenance, temporary distribution about site, payment of charges for current and adaption of all necessary artificial lighting and power required for the Works and remove on completion | 1 | Item |  | 0
247 | Preliminaries
248 | Preliminaries |  | Welfare Facilities
249 | Preliminaries | 24C | Provide facilities for work people in compliance with the fourth schedule of the safety and welfare at work (construction) regulations | 1 | Item |  | 0
250 | Preliminaries
251 | Preliminaries |  | Safety Health and Welfare at Work provisions
252 | Preliminaries | 24D | Provide for the operation of the Safe Pass and Construction Skills Certificates Schemes | 1 | Item |  | 0
253 | Preliminaries | 24E | Provide for safety officers and all safety supervisors, first aiders, inspectors | 1 | Item |  | 0
254 | Preliminaries | 24F | Provide for tests and certificates on plant and equipment | 1 | Item |  | 0
255 | Preliminaries | 24G | Provide for safety signs and signals | 1 | Item |  | 0
256 | Preliminaries | 24H | Provide for personal protective clothing and personal protective equipment | 1 | Item |  | 0
257 | Preliminaries | 24I | Provide and maintain emergency routes and exits and designated personnel responsible for emergency procedures | 1 | Item |  | 0
258 | Preliminaries | 25A | Provide energy distribution installations | 1 | Item |  | 0
259 | Preliminaries | 25B | Provide temporary fire detection and fire fighting systems | 1 | Item |  | 0
260 | Preliminaries | 25C | Maintain appropriate working conditions and work stations | 1 | Item |  | 0
261 | Preliminaries | 25D | Provide and maintain on site traffic routes | 1 | Item |  | 0
262 | Preliminaries | 25E | Provide first aid equipment | 1 | Item |  | 0
263 | Preliminaries
264 | Preliminaries |  | Traffic regulations
265 | Preliminaries | 25F | The Contractor shall make necessary arrangements with the Garda Local Authority etc.and shall comply with their requirements including wheel washing, etc., to provide access for lorries, plant, etc., to the site. Comply with all traffic regulations or restrictions. Obtain and comply with the conditions of necessary Road Closure Order(s) required and pay all costs and expenses in connection therewith, if required. | 1 | Item |  | 0
266 | Preliminaries | 25G | Allow for all costs in connection with maintaining continuous Fire Brigade vehicular access to Fire Stations and Facilities during the course of the works | 1 | Item |  | 0
267 | Preliminaries
268 | Preliminaries |  | Disbursements arising from the employment of workpeople
269 | Preliminaries | 25H | Provide for all payments required under legislation working rule agreements and the like affecting labour | 1 | Item |  | 0
270 | Preliminaries
271 | Preliminaries |  | Maintenance of public and private roads
272 | Preliminaries | 26A | Allow for protecting the road construction including road channels or road passing through and/or adjoining the site and also all water mains, gas mains, sewers and other services on, under or over the site, against damage by the movement of plant, vehicles ( particularly tracked vehicles ) or workmen during the building operations, by covering trenches and agreed crossing points with hard dry materials, steel chequer plates or other approved method. The Contractor shall be held responsible for and shall make good at his own expense, all such damage, if required. | 1 | Item |  | 0
273 | Preliminaries | 26B | No mechanical plant or vehicles shall be permitted to cross a paved public footway unless there is a permanent footway crossing in existence or a temporary footway crossing has been constructed. The footway crossing shall be the only point at which mechanical plant or vehicles shall enter the site, if required. | 1 | Item |  | 0
274 | Preliminaries | 26C | The Contractor shall be responsible for all damage to existing roads footpaths etc., caused by his own or Sub-Contractor's or Suppliers transport to and from the site. Maintain all public and private roads, footpaths, etc. | 1 | Item |  | 0
275 | Preliminaries | 26D | The Contractor shall at all times keep all public and private roads, footpaths, etc., entirely free of excavated materials, debris, rubbish, etc. | 1 | Item |  | 0
276 | Preliminaries
277 | Preliminaries |  | Removing rubbish protective casings and coverings and cleaning the works on completion
278 | Preliminaries | 26E | Pay all tipping fees and allow for removing all rubbish and superfluous materials associated with same, from the site with all reasonable speed from time to time keeping the roads passing through and/or adjoining the site free from mud and debris at all times and leaving the site roads and adjoining grounds absolutely clear. Burning of rubbish/debris is not allowed on site. | 1 | Item |  | 0
279 | Preliminaries | 27A | Allow for removing rubbish and debris cleaning out gutters cleaning glass, washing floors and leaving the building internally and externally clean and fit for occupation. Include for tipping fees associated with same. | 1 | Item |  | 0
280 | Preliminaries
281 | Preliminaries |  | Temporary fencing, hoardings, screens, fans, planked footways, guardrails, gantries and similar items inclusive of safety netting
282 | Preliminaries | 27B | Provide all such as may be necessary and required by the Local Authority or State requirements. | 1 | Item |  | 0
283 | Preliminaries
284 | Preliminaries |  | Allow for providing, erecting, maintaining, adapting and removing off site on completion
285 | Preliminaries | 27C | Temporary fencing hoarding and the like that the Contractor considers necessary for protecting the works adjoining property and the public and for the proper execution of the work, if required. | 1 | Item |  | 0
286 | Preliminaries | 27D | Temporary barriers consisting of scaffolding poles held securely across carriageways as may be necessary to stop traffic, if required. | 1 | Item |  | 0
287 | Preliminaries | 27E | Allow for adapting scaffolding etc. after phased handovers and for any further adaptation so as to maintain access to the works. | 1 | Item |  | 0
288 | Preliminaries
289 | Preliminaries |  | Control of noise pollution and compliance with statutory obligations
290 | Preliminaries | 27F | Take adequate precautions to protect persons and property from damage or nuisance caused by noise or pollution. Any enforced delay resulting from lack of such adequate precautions will not be regarded as force majeure. Comply with all other obligations. | 1 | Item |  | 0
291 | Preliminaries
292 | Preliminaries |  | Protecting the Works
293 | Preliminaries | 28A | Allow for protecting the whole of the works from inclement weather, traffic or other causes and make good any damage occurring. | 1 | Item |  | 0
294 | Preliminaries
295 | Preliminaries |  | Tax Clearance
296 | Preliminaries | 28B | It will be a condition for the award of this Contract that the successful tenderer will be able to produce promptly a tax clearance certificate (unless he has sub-contractors C2 certificate). The tax clearance certificate procedures will apply to the Main Contractor to all Nominated Sub-Contractors and to all Domestic Sub-Contractors including labour only Sub-Contractors irrespective of the value of the sub-contracts. | 1 | Item |  | 0
297 | Preliminaries
298 | Preliminaries |  | Trade Union and Local Labour
299 | Preliminaries | 28C | Every possible means must be availed of on the part of the Contractor and his Foreman in charge of the works to ascertain that the clauses of the General Conditions of Contract with reference to Trade Union and Local Labour are complied with. | 1 | Item |  | 0
300 | Preliminaries
301 | Preliminaries |  | Pest and Rodent Control
302 | Preliminaries | 28D | The work locations are of such a nature that the Contractor may encounter rodents or ants or other pests during the works. It is the responsibility of the Contractor to allow for all costs associated with pest control in the vicinity of the work and all associated costs to keep the immediate vicinity as clean as is reasonably practicable during the work so as not to attract pests. There is also a pricing item within the General Section. | 1 | Item |  | 0
303 | Preliminaries | 28E | Allow for all reasonable and routine attendances required in connection with the use of Specialists required for maintenance works. Special attendances, if required, will be applied for on a case by case basis, giving full details of attendances provided to achieve | 1 | Item |  | 0
304 | Preliminaries
305 | Preliminaries |  | Amount for Preliminaries |  | Sub-Total |  | 0
306 | Excavation and Earthworks |  | EXCAVATION AND EARTHWORKS
307 | Excavation and Earthworks |  | DEMOLITIONS AND ALTERATIONS
308 | Excavation and Earthworks |  | General Clearance
309 | Excavation and Earthworks | 31A | Clear and remove vegetation prior to reduced level dig; shrubs and small trees with girths under 100mm diameter | 200 | m2 |  | 0
310 | Excavation and Earthworks | 31B | Reduced level excavation; depth less than 2.00m; stockpiled on site | 200 | m3 |  | 0
311 | Excavation and Earthworks | 31C | Extra over for reduced level excavation through tarmacadam layer; 75mm thick; 150mm thick hardcore base | 200 | m2 |  | 0
312 | Excavation and Earthworks | 31D | Breaking up and removal of reinforced concrete on the surface of the ground; 200mm thick; 150mm thick hardcore base | 200 | m2 |  | 0
313 | Excavation and Earthworks | 31E | Grubbing up existing hardcore base 150mm to 225mm deep | 200 | m2 |  | 0
314 | Excavation and Earthworks
315 | Excavation and Earthworks |  | NEW WORK
316 | Excavation and Earthworks |  | Excavation
317 | Excavation and Earthworks |  | Trenches
318 | Excavation and Earthworks | 31F | Excavating trenches for foundations not exceeding 1.00m deep | 100 | m3 |  | 0
319 | Excavation and Earthworks | 31G | Excavating trenches for foundations exceeding 1.00m deep | 100 | m3 |  | 0
320 | Excavation and Earthworks | 31H | Extra over on above for hand digging approx 900mm width and 900mm depth underneath existing foundations for underpinning; allow for appropriate supports and working space | 25 | m |  | 0
321 | Excavation and Earthworks | 31I | Level and compact bottom of excavations | 100 | m2 |  | 0
322 | Excavation and Earthworks | 31J | Earthwork support to sides of trenches not exceeding 1.00m depth | 100 | m2 |  | 0
323 | Excavation and Earthworks | 31K | Earthwork support to sides of trenches exceeding 1.00m depth | 100 | m2 |  | 0
324 | Excavation and Earthworks | 31L | Disposal of surface water per metre length of trench | 100 | m |  | 0
325 | Excavation and Earthworks | 32A | Disposal of ground water per metre length of trench | 100 | m |  | 0
326 | Excavation and Earthworks | [5 empty] | 0
327 | Excavation and Earthworks |  | Extra on excavation items for
328 | Excavation and Earthworks | 32B | Working next to/alongside existing live services; surface drain/foul drain/watermain | 25 | m |  | 0
329 | Excavation and Earthworks | 32C | Working next to/alongside existing live services; ESB/lighting/power | 25 | m |  | 0
330 | Excavation and Earthworks | 32D | Working next to/alongside existing live services; Eircom | 25 | m |  | 0
331 | Excavation and Earthworks | 32E | Working next to/alongside existing live services; Gas | 25 | m |  | 0
332 | Excavation and Earthworks | 32F | Around existing live services; surface water drain/foul drain/watermain | 25 | m |  | 0
333 | Excavation and Earthworks | 32G | Around existing live services; ESB/lighting/power | 25 | m |  | 0
334 | Excavation and Earthworks | 32H | Around existing live services; Eircom | 25 | m |  | 0
335 | Excavation and Earthworks | 32I | Around existing live services; Gas | 25 | m |  | 0
336 | Excavation and Earthworks | [5 empty] | 0
337 | Excavation and Earthworks |  | Disposal of Excavated Material
338 | Excavation and Earthworks | 32J | Excavated material off site, category B Inert, to an appropriate licenced facility | 100 | m3 |  | 0
339 | Excavation and Earthworks | 32K | Excavated material off site, category C1 non-hazardous, to an appropriate licenced facility | 100 | m3 |  | 0
340 | Excavation and Earthworks
341 | Excavation and Earthworks |  | Filling
342 | Excavation and Earthworks |  | Hardcore fill; Clause 804; to make up levels; compacting in layers
343 | Excavation and Earthworks | 32L | average 150mm thick | 200 | m2 |  | 0
344 | Excavation and Earthworks | 32M | levels average 200mm thick | 200 | m2 |  | 0
345 | Excavation and Earthworks | 32N | exceeding 300mm thick | 50 | m3 |  | 0
346 | Excavation and Earthworks | 33A | Sand blinding to hardcore; 50mm thick | 200 | m2 |  | 0
347 | Excavation and Earthworks | 33B | Excavated material taken from temporary spoil heap within boundary of site | 100 | m3 |  | 0
348 | Excavation and Earthworks | [5 empty] | 0
349 | Excavation and Earthworks |  | Geotextile
350 | Excavation and Earthworks | 33C | T1000 geotextile membrane fitted in accordance with manufacturers instructions | 200 | m2 |  | 0
351 | Excavation and Earthworks
352 | Excavation and Earthworks |  | Amount for Excavation and Earthworks |  |  |  | 0
353 | Excavation and Earthworks
354 | Concrete Work |  | CONCRETE WORK
355 | Concrete Work |  | DEMOLITIONS AND ALTERATIONS
356 | Concrete Work |  | Generally
357 | Concrete Work | 35A | Remove 400mm x 400mm x 60mm thick paving slabs on sand blinding, on 100mm thick hardcore base | 100 | m2 |  | 0
358 | Concrete Work | 35B | Remove 600mm x 600mm x 60mm thick paving slabs on sand blinding, on 100mm thick hardcore base | 100 | m2 |  | 0
359 | Concrete Work | 35C | Break up and remove existing in-situ concrete paving 100mm thick with 150mm thick filling under | 100 | m2 |  | 0
360 | Concrete Work | 35D | Break up and remove existing in-situ concrete paving 150mm thick with 300mm thick filling under | 100 | m2 |  | 0
361 | Concrete Work | 35E | Break up and remove existing 150mm thick reinforced concrete floor slab on 60mm thick insulation on combined damp proof membrane and radon barrier on sand blinding on 225mm thick compacted hardcore fill | 100 | m2 |  | 0
362 | Concrete Work | 35F | Remove existing reinforced concrete foundations 900mm wide x 450mm thick and remove off site | 50 | m |  | 0
363 | Concrete Work |  | Reset and repoint existing precast concrete coping
364 | Concrete Work | 35G | 150mm wide | 20 | m |  | 0
365 | Concrete Work | 35H | 300mm wide | 20 | m |  | 0
371 | Concrete Work |  | NEW WORK
372 | Concrete Work |  | Precast Concrete
373 | Concrete Work |  | Supply and fit Precast Concrete Lintols in varying widths complete with DPC , mastic seals, insulation board etc.
374 | Concrete Work | 36B | 1000mm long x 100mm wide | 30 | no |  | 0
375 | Concrete Work | 36C | 1500mm long x 100mm wide | 30 | no |  | 0
376 | Concrete Work | 36D | 2000mm long x 100mm wide | 30 | no |  | 0
377 | Concrete Work | 36E | 2500mm long x 100mm wide | 30 | no |  | 0
378 | Concrete Work | 36F | 1000mm long x 215mm wide | 30 | no |  | 0
379 | Concrete Work | 36G | 1500mm long x 215mm wide | 30 | no |  | 0
380 | Concrete Work | 36H | 2000mm long x 215mm wide | 30 | no |  | 0
381 | Concrete Work | 36I | 2500mm long x 215mm wide | 30 | no |  | 0
382 | Concrete Work | [5 empty] | 0
383 | Concrete Work |  | Remove existing concrete window cills and replace with new precast unit; install preformed cavity tray underneath ; make good finishes
384 | Concrete Work | 36J | 1000mm long | 30 | no |  | 0
385 | Concrete Work | 36K | 1500mm long | 30 | no |  | 0
386 | Concrete Work | 36L | 2000mm long | 30 | no |  | 0
387 | Concrete Work | 36M | 2500mm long | 30 | no |  | 0
388 | Concrete Work | [5 empty] | 0
389 | Concrete Work |  | Remove existing precast concrete saddleback coping and replace with new
390 | Concrete Work | 36N | 150mm wide | 20 | m |  | 0
391 | Concrete Work | 37A | 300mm wide | 20 | m |  | 0
392 | Concrete Work | [5 empty] | 0
393 | Concrete Work |  | Precast concrete paving slabs
394 | Concrete Work | 37B | Paving slab 400mm x 400mm x 40mm thick paving slabs; laid to falls and crossfalls; joints filled with dry sand and cement; on sand blinding, on 100mm thick Clause 804 hardcore base | 100 | m2 |  | 0
395 | Concrete Work | 37C | Paving slab 600mm x 600mm x 63mm thick paving slabs; laid to falls and crossfalls; joints filled with dry sand and cement; on sand blinding, on 100mm thick Clause 804 hardcore base | 100 | m2 |  | 0
396 | Concrete Work
397 | Concrete Work |  | Concrete Edgings
398 | Concrete Work | 37D | Kerb 145mm x 250mm x 145mm kerbs , finished flush with paths and driveways on 150mm bed of lean mix concrete; include for haunching | 60 | m |  | 0
399 | Concrete Work
400 | Concrete Work |  | Supply and fit Precast Concrete Paving
401 | Concrete Work | 37E | 80mm thick paving to selected pattern; on 30mm thick bedding course 3:1 sand / cement; on 130mm DBM base course to clause 903; on 150mm sub base to clause 804; compacting with plate vibrator; filling joints with dry sand and cement ; laid to falls and crossfalls | 100 | m2 |  | 0
402 | Concrete Work
403 | Concrete Work |  | In-Situ Concrete
404 | Concrete Work |  | Foundations
405 | Concrete Work | 37F | Foundations to rising walls comprising ; 675mm x 300mm concrete foundation with A393 mesh | 50 | m |  | 0
406 | Concrete Work | 37G | Foundations to rising walls comprising ; 900mm x 300mm concrete foundation with A393 mesh | 50 | m |  | 0
407 | Concrete Work |  | Floor Slabs
408 | Concrete Work | 38A | New ground floor slab comprising , 150mm thick 35N 20 concrete slab reinforced with A142 mesh, power float finish; on 200mm thick insulation on combined damp proof membrane and radon barrier on sand blinding on 225mm granular material | 100 | m2 |  | 0
409 | Concrete Work | 38B | Forming isolation joint between 150mm thick RC slab and rising wall on both sides of wall; wrap combined damp proof membrane and radon barrier into coursework of seperating rising wall | 20 | m |  | 0
410 | Concrete Work
411 | Concrete Work | 38D | Construction joint to concrete slab, 25mmx25mm deep saw cut joint, filled with grout and PCV crack inducer | 20 | m |  | 0
412 | Concrete Work |  | Floor Screed
413 | Concrete Work | 38E | Screed to existing concrete floor with sand cement floor screed, minimum 50mm thick; portland cement should be in compliance with I.S. EN 17-1:2001; ratio of sand:cement should be 4:1 | 100 | m2 |  | 0
414 | Concrete Work | 38F | Thoroseal Liquid damp proof membrane | 100 | m2 |  | 0
415 | Concrete Work | 38G | 25mm thick average; alpha hemihydrate self levelling floor screed | 100 | m2 |  | 0
416 | Concrete Work |  | Paths or Roads
417 | Concrete Work | 38H | Concrete in paving , Grade 30 N 20 , 150mm thick include for all tamping , trowelling etc.; 100mm thick filling under; expansion joints every 6m2; including all formwork as required | 100 | m2 |  | 0
418 | Concrete Work | 38I | Concrete in paving , Grade 30 N 20 , 100mm thick include for all tamping , trowelling etc.; 100mm thick filling under; expansion joints every 6m2; including all formwork as required | 100 | m2 |  | 0
419 | Concrete Work | 39A | Concrete in paving , Grade 30 N 20 , 2000mm thick include for all tamping , trowelling etc.; 100mm thick filling under; expansion joints every 6m2; including all formwork as required | 100 | m2 |  | 0
420 | Concrete Work | 39B | Concrete in wheelchair ramp ; to falls 1:20; Grade 30 N 20 , 150mm thick include for all tamping, trowelling etc.; 150mm thick filling under ; 100mm x 100mm upstand on openside ; include for expansion joints | 100 | m2 |  | 0
421 | Concrete Work | 39C | Concrete in vehicular areas , Grade 30 N 20 , 150mm thick include for all tamping , trowelling etc.; 225mm thick filling under , expansion joints every 6m2 | 100 | m2 |  | 0
422 | Concrete Work |  | In-Situ concrete copings , Grade 20 N 20
423 | Concrete Work | 39D | Cross-sectional area not exceeding 0.10 m2 | 40 | m |  | 0
424 | Concrete Work
425 | Concrete Work |  | Reinforcement
426 | Concrete Work |  | Reinforcement bars; hot rolled deformed high yield steel
427 | Concrete Work | 39E | Straight or bent; nominal size not exceeding 12mm diameter | 1 | tonne |  | 0
428 | Concrete Work | 39F | Straight or bent; nominal size 12 - 25mm diameter | 1 | tonne |  | 0
429 | Concrete Work |  | Reference A252; 320mm minimum laps to; hard drawn mild steel wire
430 | Concrete Work |  | Fabric
431 | Concrete Work | 39G | horizontal; over 300mm wide | 100 | m2 |  | 0
432 | Concrete Work |  | Reference A393; 250mm minimum laps to; hard drawn mild steel wire
433 | Concrete Work |  | Fabric
434 | Concrete Work |  | horizontal; over 300mm wide | 100 | m2 |  | 0
435 | Concrete Work | [5 empty] | 0
436 | Concrete Work |  | Formwork
437 | Concrete Work |  | Generally
438 | Concrete Work | 39H | 100mm high | 60 | m |  | 0
439 | Concrete Work | 39I | 150mm high | 60 | m |  | 0
440 | Concrete Work | 39J | 150-600mm high | 35 | m2 |  | 0
441 | Concrete Work |  | To sides of slabs/beds
442 | Concrete Work | 40A | 150mm high | 60 | m |  | 0
443 | Concrete Work | 40B | 150-300mm high | 60 | m |  | 0
444 | Concrete Work | 40C | 300-450mm high | 60 | m |  | 0
445 | Concrete Work | 40D | To sides of ramps; fairfaced finish | 20 | m2 |  | 0
446 | Concrete Work | 40E | To edges of copings ; height not exceeding 250mm | 80 | m |  | 0
447 | Concrete Work | [5 empty] | 0
448 | Concrete Work |  | Concrete Sundries
449 | Concrete Work |  | Surface Finishes
450 | Concrete Work | 40F | Powerfloating | 100 | m2 |  | 0
451 | Concrete Work | 40G | Brush Finish | 100 | m2 |  | 0
452 | Concrete Work | 40H | Bullnose finish | 100 | m |  | 0
453 | Concrete Work
454 | Concrete Work |  | Amount for Concrete Work ; Paving ; Floor Slab |  |  |  | 0
455 | Concrete Work
456 | Brickwork and Blockwork |  | BRICKWORK AND BLOCKWORK
457 | Brickwork and Blockwork |  | DEMOLITIONS AND ALTERATIONS
458 | Brickwork and Blockwork |  | External Walls
459 | Brickwork and Blockwork |  | Demolish and cart away external wall; include for propping to existing structures during demolition
460 | Brickwork and Blockwork | 42A | 215mm thick hollow block wall with plaster one side; making good damage to all remaining components and finishes | 100 | m2 |  | 0
461 | Brickwork and Blockwork | 42B | 300mm thick cavity wall complete with brick leaf one side and plastered block other side; making good damage to all remaining components and finishes | 100 | m2 |  | 0
462 | Brickwork and Blockwork |  | Widen Ope's
463 | Brickwork and Blockwork |  | Door Opes
464 | Brickwork and Blockwork | 42C | Saw cut, break out and widen existing external door ope by 300mm in 300mm wide cavity block/brick wall plastered both sides (standard door 900mm x 2100mm); include for any necessary support pins and lintols; making good damage to all remaining components and finishes | 10 | no |  | 0
465 | Brickwork and Blockwork | 42D | Saw cut, break out and widen existing external door ope by 300mm in 215mm hollow block wall with drylining internally (standard door 900mm x 2100mm); include for any necessary support pins and lintols; making good damage to all remaining components and finishes | 10 | no |  | 0
466 | Brickwork and Blockwork | 42E | Saw cut, break out and widen existing external door ope by 300mm in 300mm mass concrete wall (standard door 900mm x 2100mm) to accomodate access for wheelchair ; include for any necessary support pins and lintols; making good damage to all remaining components and finishes | 10 | no |  | 0
467 | Brickwork and Blockwork |  | Forming Ope's; include for propping to existing structures during demolition
468 | Brickwork and Blockwork | 43A | Saw cut and break out new door ope 900mm x 2100mm in 215mm thick hollow block plastered external wall with drylining internally, fit new lintol, make good plasterwork and finishes. | 10 | no |  | 0
469 | Brickwork and Blockwork | 43B | Saw cut and break out new door ope 900mm x 2100mm in 300mm thick cavity brick/ block external wall plastered both sides, fit new lintol, make good plasterwork and finishes. | 10 | no |  | 0
470 | Brickwork and Blockwork |  | Closing Ope's
471 | Brickwork and Blockwork | 43C | Remove existing standard size door(size 2150 x 900mm) and frame, build up existing ope in 225mm blockwork, make good and plaster both sides | 10 | no |  | 0
472 | Brickwork and Blockwork | 43D | Remove existing standard size door(size 2150 x 900mm) and frame, build up existing ope in 300mm cavity brick/block, make good and plaster both sides | 10 | no |  | 0
473 | Brickwork and Blockwork |  | Repointing
474 | Brickwork and Blockwork | 43E | Rake out and repoint brickwork | 100 | m2 |  | 0
475 | Brickwork and Blockwork |  | Chemical Injection
476 | Brickwork and Blockwork | 43F | Provide for chemically injecting walls with an approved proprietary system to prevent rising damp | 100 | m |  | 0
477 | Brickwork and Blockwork |  | Wall Ventilation
478 | Brickwork and Blockwork |  | Approved wall ventilators to provide background ventilation; including making good around vents both internally and externally; installed in accordance with manufcturer's instructions
479 | Brickwork and Blockwork | 43G | Galvanised metal standard external wall vent unit; hit and miss PVC grill internally; core drill 300mm thick cavity wall , include for approved liner to ope; make good both sides. | 20 | nr |  | 0
480 | Brickwork and Blockwork | 43H | Galvanised metal standard external wall vent unit; hit and miss PVC grill internally; core drill 300mm thick mass concrete wall , include for approved liner to ope; make good both sides | 20 | nr |  | 0
481 | Brickwork and Blockwork | 44A | Circular external vent and PVC hit and miss vent grill internally; core drill 300mm thick cavity wall , include for approved liner to ope; make good both sides | 20 | nr |  | 0
482 | Brickwork and Blockwork | 44B | Remove internal metal grille and provide PVC hit and miss vent grille | 20 | nr |  | 0
483 | Brickwork and Blockwork | 44C | Remove wall vent (internal and external cover); block up and make good finishes to match existing | 20 | nr |  | 0
484 | Brickwork and Blockwork |  | Internal Walls
485 | Brickwork and Blockwork |  | Demolish and cart away internal wall ; include for propping to existing structures during demolition
486 | Brickwork and Blockwork | 44D | 100mm thick solid block with plaster finish both sides; make good any damage to plasterwork | 100 | m2 |  | 0
487 | Brickwork and Blockwork | 44E | 215mm thick solid block with plaster finish both sides; make good any damage to plasterwork | 100 | m2 |  | 0
488 | Brickwork and Blockwork | 44F | Remove 100mm stud partition and insulation with platerboard and skim finish both sides | 200 | m2 |  | 0
489 | Brickwork and Blockwork |  | Widen Ope
490 | Brickwork and Blockwork | 44G | Saw cut, break out and widen existing internal door ope by 300mm (standard door 900mm x 2100mm);100mm brick/block wall plastered both sides; include for any necessary support pins and lintols ; make good finishes | 30 | no |  | 0
491 | Brickwork and Blockwork | 44H | Saw cut, break out and widen existing internal door ope by 300mm (standard door 900mm x 2100mm);215mm brick/block wall plastered both sides; include for any necessary support pins and lintols ; make good finishes | 30 | no |  | 0
492 | Brickwork and Blockwork |  | Forming Ope's ; include for propping to existing structures during demolition
493 | Brickwork and Blockwork | 45A | Break out and saw cut new door ope 900mm x 2100mm in 100mm thick block internal wall plastered both sides, fit new lintol, include for any necessary support pins and lintols ; make good finishes | 20 | no |  | 0
494 | Brickwork and Blockwork | 45B | Break out and saw cut new door ope 900mm x 2100mm in 215mm thick block internal wall plastered both sides, fit new lintol, include for any necessary support pins and lintols ; make good finishes | 20 | no |  | 0
495 | Brickwork and Blockwork | 45C | Break out and saw cut new door ope 900mm x 2100mm in 215mm thick reinforced mass concrete internal wall ; include for any necessary support pins and lintols ; make good finishes | 20 | no |  | 0
496 | Brickwork and Blockwork |  | Closing Ope's
497 | Brickwork and Blockwork | 45D | Remove existing door and frame in 100mm thick plastered block wall | 20 | no |  | 0
498 | Brickwork and Blockwork | 45E | Remove existing door and frame in 215mm thick plastered block wall | 20 | no |  | 0
499 | Brickwork and Blockwork
500 | Brickwork and Blockwork |  | NEW WORK
501 | Brickwork and Blockwork |  | Brickwork and Blockwork
502 | Brickwork and Blockwork |  | Where brickwork and blockwork is to be built off and up to existing walls all preparatory work to existing surfaces is to be included
503 | Brickwork and Blockwork | 45F | 102.5mm brickwork | 100 | m2 |  | 0
504 | Brickwork and Blockwork | 45G | 102.5mm thick infill brickwork to existing masonry opes ; allow for toothing and bonding into existing wall; isolated areas not exceeding 3m2 | 20 | nr |  | 0
505 | Brickwork and Blockwork | 45H | 100mm solid concrete blockwork; 7.5N/mm2 strength masonry block | 100 | m2 |  | 0
506 | Brickwork and Blockwork | 46A | 100mm thick infill blockwork to existing masonry opes ; 7.5N/mm2 strength masonry block; allow for toothing and bonding into existing wall; isolated areas not exceeding 3m2 | 20 | nr |  | 0
507 | Brickwork and Blockwork | 46B | 215mm solid concrete blockwork; 7.5N/mm2 strength masonry block | 100 | m2 |  | 0
508 | Brickwork and Blockwork | 46C | 215mm thick infill blockwork to existing masonry opes ;7.5N/mm2 strength masonry block; allow for toothing and bonding into existing wall; isolated areas not exceeding 3m2 | 20 | nr |  | 0
509 | Brickwork and Blockwork | 46D | 215mm hollow concrete blockwork 4.5N/mm2 strength masonry block | 100 | m2 |  | 0
510 | Brickwork and Blockwork | 46E | 215mm thick infill hollow blockwork to existing masonry opes ;4.5N/mm2 strength masonry block; allow for toothing and bonding into existing wall; isolated areas not exceeding 3m2 | 20 | nr |  | 0
511 | Brickwork and Blockwork | 46F | Cavity wall 315mm thick; comprising 100mm solid block outer skin ;115mm cavity with 65mm thick insulation board fixed on wall ties at 450mm centres horizontally and vertically ; 100mm solid block inner skin | 100 | m2 |  | 0
512 | Brickwork and Blockwork | 46G | Cavity wall 315mm thick; comprising 100mm solid brick outer skin; 115mm cavity with 65mm thick board fixed on wall ties at 450mm centres horizontally and vertically; 100mm solid block inner skin | 100 | m2 |  | 0
513 | Brickwork and Blockwork | 46H | Infill 300mm thick cavity wall to existing masonry opes; comprising 100mm solid block outer skin ;115mm cavity with 65mm thick insulation fixed on wall ties; 100mm solid block inner skin; isolated areas not exceeding 3m2 | 20 | nr |  | 0
514 | Brickwork and Blockwork |  | Closing Cavities
515 | Brickwork and Blockwork | 46I | Closing 100mm thick cavity at jambs with insulated cavity closer; provide additional wall ties at 225mm centres | 20 | m |  | 0
516 | Brickwork and Blockwork | 47A | Closing 115mm thick cavity at jambs with insulated cavity closer; provide additional wall ties at 225mm centres | 20 | m |  | 0
517 | Brickwork and Blockwork |  | Ancillaries to Brickwork and Blockwork
518 | Brickwork and Blockwork |  | Movement Joints
519 | Brickwork and Blockwork | 47B | Form 10mm movement joint in 100mm thick block or block wall; filled with felixible closed cell polythene covered with mastic pointing on both sides | 100 | m |  | 0
520 | Brickwork and Blockwork | 47C | Form 10mm movement joint in 215mm thick block wall; filled with felixible closed cell polythene covered with mastic pointing on both sides | 100 | m |  | 0
521 | Brickwork and Blockwork | 47D | Form 10mm movement joint in 300mm thick masonry wall with cavity; inner and outer leafs filled with felixible closed cell polythene covered with mastic pointing to outer leaf; allow for fitting extra wall ties at 225mm vertical centres at both sides of joint | 100 | m |  | 0
522 | Brickwork and Blockwork | [5 empty] | 0
523 | Brickwork and Blockwork |  | Damp Proof Courses
524 | Brickwork and Blockwork |  | Damp proof courses; pitch polymer; bitumen hession based or equal and approved; 20mm laps; no allowance in measurement for laps; fitted in accordance with manufacturers instructions
525 | Brickwork and Blockwork | 47E | 100mm width | 100 | m |  | 0
526 | Brickwork and Blockwork | 47F | 225mm width | 100 | m |  | 0
527 | Brickwork and Blockwork | 47G | 225-650mm width; stepped | 100 | m2 |  | 0
528 | Brickwork and Blockwork |  | Fireproofing
529 | Brickwork and Blockwork | 47H | Mineral fibre quilt fire stopping material installed at top of 100mm thick brick or block wall to provide 60 minute minimum fire integrity; allow for all costs of installation and certification of same | 100 | m |  | 0
530 | Brickwork and Blockwork | 48A | Mineral fibre quilt fire stopping material installed at top of 215mm thick block wall to provide 60 minute minimum fire integrity; allow for all costs of installation and certification of same | 100 | m |  | 0
531 | Brickwork and Blockwork | 48B | Mineral fibre quilt fire stopping material installed fitted vertically in of 115mm thick cavity to provide 60 minute minimum fire integrity; allow for all costs of installation and certification of same | 100 | m |  | 0
532 | Brickwork and Blockwork
533 | Brickwork and Blockwork |  | Amount for Brickwork and Blockwork ; Fireplace |  |  |  | 0
534 | Brickwork and Blockwork
535 | Steelwork and metalwork |  | STEELWORK AND METALWORK
536 | Steelwork and metalwork |  | DEMOLITIONS AND ALTERATIONS
537 | Steelwork and metalwork |  | Generally
538 | Steelwork and metalwork |  | Steel doors
539 | Steelwork and metalwork |  | Service and rehang existing steel doors
540 | Steelwork and metalwork | 50A | 900mm x 2150mm | 20 | no |  | 0
541 | Steelwork and metalwork | 50B | 1800mm x 2150mm | 20 | no |  | 0
542 | Steelwork and metalwork |  | Handrail
543 | Steelwork and metalwork | 50C | repair existing stainless steel handrail mounted on plaster wall to stair case; take down existing loose handrail and and refit; make good finishes | 20 | m |  | 0
544 | Steelwork and metalwork | 50D | repair existing stanless steel handrail mounted on balustrade to stair case; take down existing loose handrail and refit; make good | 20 | m |  | 0
545 | Steelwork and metalwork
546 | Steelwork and metalwork |  | NEW WORK
547 | Steelwork and metalwork |  | Structural Steel
548 | Steelwork and metalwork |  | Fabricated members; hot dipped galvanized, etch primed and factory finished in a two coat spray painted polyurethane paint finish
549 | Steelwork and metalwork |  | Universal Beam
550 | Steelwork and metalwork | 50E | Supply and fit steel beam 305 x 165 x 54mm; 54 kg per m run | 1 | tn. |  | 0
551 | Steelwork and metalwork | 50F | Supply and fit steel beam 305 x 165 x 54mm; 54 kg per m run, include for padstones and boxing out steel beams | 20 | m |  | 0
552 | Steelwork and metalwork | 50G | Supply and fit steel beam 203 x 133 x 25mm; 25.1 kg per m run; include for padstones and boxing out steel beams | 20 | m |  | 0
553 | Steelwork and metalwork | 50H | Supply and fit steel beam 254 x 102 x 25mm; 25.1 kg per m run; include for padstones and boxing out steel beams | 20 | m |  | 0
554 | Steelwork and metalwork | 51A | Supply and fit steel beam 305 x 165 x 46mm; 46.1 kg per m run; include for padstones and boxing out steel beams | 20 | m |  | 0
555 | Steelwork and metalwork |  | Universal Column;
556 | Steelwork and metalwork | 51B | Supply and fit steel column 203 x 203 x 52mm; 52 kg per m run | 1 | tn. |  | 0
557 | Steelwork and metalwork | 51C | Supply and fit steel column 203 x 203 x 52mm; 52 kg per m run; include for padstones and boxing out steel beams | 20 | m |  | 0
558 | Steelwork and metalwork | 51D | Supply and fit steel column 254 x 254 x 73mm; 73.1 kg per m run; include for padstones and boxing out steel beams | 20 | m |  | 0
559 | Steelwork and metalwork | 51E | Supply and fit steel column 305 x 305 x 118mm; 117.9 kg per m run; include for padstones and boxing out steel beams | 20 | m |  | 0
560 | Steelwork and metalwork |  | Bolts
561 | Steelwork and metalwork | 51F | M8 threaded bolt and nut; drill hole in fabricated members and fix bolt and nut | 100 | no |  | 0
562 | Steelwork and metalwork | 51G | M12 threaded bolt and nut; drill hole in fabricated members and fix bolt and nut | 100 | no |  | 0
563 | Steelwork and metalwork | 51H | M16 threaded bolt and nut; drill hole in fabricated members and fix bolt and nut | 100 | no |  | 0
564 | Steelwork and metalwork | 51I | Chemical Anchors, M8, fixing to concrete in accordance with manufacturers instructions | 100 | no |  | 0
565 | Steelwork and metalwork | 51J | Chemical Anchors, M12, fixing to concrete in accordance with manufacturers instructions | 100 | no |  | 0
566 | Steelwork and metalwork | 51K | Chemical Anchors, M16, fixing to concrete in accordance with manufacturers instructions | 100 | no |  | 0
567 | Steelwork and metalwork |  | Circular Hollow Sections;
568 | Steelwork and metalwork | 51L | 76.1mm diameter; 7.11 kg per m run | 1 | tn. |  | 0
569 | Steelwork and metalwork | 51M | 76.1mm diameter; 7.11 kg per m run; include for padstones and boxing out steel beams | 20 | m |  | 0
570 | Steelwork and metalwork | 51N | 168.3mm diameter; 31.6 kg per m run; include for padstones and boxing out steel beam | 20 | m |  | 0
571 | Steelwork and metalwork | 52A | 219.1mm diameter; 51.6 kg per m run; include for padstones and boxing out steel beams | 20 | m |  | 0
572 | Steelwork and metalwork |  | Square Hollow Sections
573 | Steelwork and metalwork | 52B | 80 x 80mm; 17.83 kg per m run | 1 | tn. |  | 0
574 | Steelwork and metalwork | 52C | 100 x 100mm; 22.9 kg per m run | 1 | tn. |  | 0
575 | Steelwork and metalwork | 52D | 150 x 150mm; 35.40 kg per m run | 1 | tn. |  | 0
576 | Steelwork and metalwork | 52E | 80 x 80mm; 17.83 kg per m run; include for padstones and boxing out steel beams | 20 | m |  | 0
577 | Steelwork and metalwork | 52F | 100 x 100mm; 22.9 kg per m run; include for padstones and boxing out steel beams | 20 | m |  | 0
578 | Steelwork and metalwork | 52G | 150 x 150mm; 35.40 kg per m run; include for padstones and boxing out steel beams | 20 | m |  | 0
579 | Steelwork and metalwork |  | Base Plates
580 | Steelwork and metalwork | 52H | 200x200x15mm base plate with 4 no. M20 expansion anchors with 125mm minimum embedment | 30 | no |  | 0
581 | Steelwork and metalwork | 52I | 300x300x15mm base plate with 4 no. M20 expansion anchors with 125mm minimum embedment | 30 | no |  | 0
582 | Steelwork and metalwork | 52J | grout fitted between baseplate and structural floor | 30 | no |  | 0
583 | Steelwork and metalwork |  | Angles
584 | Steelwork and metalwork | 52K | 200x200x16mm equal angle fixed to blockwork or concrete backgrounds with M12 chemical anchors; include for all drilling | 20 | m |  | 0
585 | Steelwork and metalwork |  | Aluminium Chequer plate
586 | Steelwork and metalwork | 52L | 2500 x 1250 x 3mm thick | 30 | no |  | 0
587 | Steelwork and metalwork |  | Cold Rolled Purlins
588 | Steelwork and metalwork | 52M | Zeta purlins 150mm depth; weight 5.24kg/m; butt joint individual lenghts in accordance with manufacturers instructions | 100 | m |  | 0
589 | Steelwork and metalwork | 52N | diagonal rail; fixing to purlin | 100 | m |  | 0
590 | Steelwork and metalwork | 52O | strut; fixing to purlin | 100 | m |  | 0
591 | Steelwork and metalwork | 53A | extra over for fixing to structural steel in accordance with manufacturers instructions | 100 | no |  | 0
592 | Steelwork and metalwork | [5 empty] | 0
593 | Steelwork and metalwork |  | Metalwork; Non-Structural
594 | Steelwork and metalwork |  | Composite items
595 | Steelwork and metalwork | 53B | handrails; 50mm diameter mild steel handrail; integrated fixing brackets; galvanised and 2 finish coats of external paint; fixed to blockwork or concrete base; include for all fixings; including all ends, bends etc. | 100 | m |  | 0
596 | Steelwork and metalwork |  | Metal Stud Partitions
597 | Steelwork and metalwork |  | Metal stud 'C' stud conforming to EN 14195; studwork in partitions at 600 centres with floor and ceiling channel; filling with 50mm acoustic partition roll ; plasterboard and skim finish elsewhere measured
598 | Steelwork and metalwork | 53C | overall height 2250mm | 100 | m |  | 0
599 | Steelwork and metalwork | 53D | overall height 2500mm | 100 | m |  | 0
600 | Steelwork and metalwork | 53E | overall height 2750mm | 100 | m |  | 0
601 | Steelwork and metalwork |  | Steel Security Doorsets
602 | Steelwork and metalwork |  | Steel fire doors and frame; 60 minute fire resistance; each door to contain wire glazed vision panel 450 x 150, over head door closers and brushed stainless steel push panels; powdercoat finish on door and frame
603 | Steelwork and metalwork | 53F | Single door; 900mm x 2150mm | 10 | no |  | 0
604 | Steelwork and metalwork | 53G | Double door; 1800mm x 2150mm | 10 | no |  | 0
605 | Steelwork and metalwork | 53H | Extra over on the above for emergency exit push bars per door | 10 | no |  | 0
606 | Steelwork and metalwork | 53I | Extra over on the above for fitting multipoint door locking mechanism and handle | 10 | no |  | 0
607 | Steelwork and metalwork | 53J | Supply and fit insulated galvanised steel above a 3.0m wide opening in external wall , include for padstones and boxing out steel beams ; skim and make good finishes | 10 | no |  | 0
608 | Steelwork and metalwork |  | Railings
609 | Steelwork and metalwork |  | Railings, galvanised mild steel; 50mm x 10mm steel flat bar upper frame, fully welded to lug; 900mm above ground level; fixed to 12mm square solid steel infill vertical bars at 100mm centres; fixed to 12mm steel flat bar lower frame, fully welded to lug; 40mm x 10mm steel lug fixed to posts with galvanised steel tamper proof countersunk fixing; 50mm x 30mm RHS steel post, post to be capped and pre drilled for fixings, at 1800mm centres; 8mm steel plate to shape shown on landscape drawing, fully welded to top and bottom plate and infill bar, tops to be fully rounded to avoid any sharp edges; all members to be hot dip galvanised; include for all necessary drilling, bolts, fixings etc; posts to be inserted into 60mm diameter core through concrete cope into foundation; including 600 x 600 x 450mm deep 15N/mm2 in - situ concrete base with 60mm diameter upvc sleeve, grouting to posts; 70 x 70 x 6mm angle section strainers every second post, at corners and gates; including all excavation, disposal and backfilling as required
610 | Steelwork and metalwork |  | Railings; fixed to concrete
611 | Steelwork and metalwork | 54A | 1100mm high; horizontal | 100 | m |  | 0
612 | Steelwork and metalwork | 54B | gate to last, 1.0 x 1.10m high | 2 | no |  | 0
613 | Steelwork and metalwork
614 | Steelwork and metalwork |  | Amount for Steelwork and metalwork |  |  |  | 0
615 | Steelwork and metalwork
616 | External Doors; Windows and Glazing |  | EXTERNAL DOORS , WINDOWS AND GLAZING
617 | External Doors; Windows and Glazing |  | NOTES
618 | External Doors; Windows and Glazing | 56A | All Fire Doors and Screens shall be tested to current EU standards (IS EN 1634-1 : 2008); entire doorsets to be installed in accordance with Test Certificate issued, a copy of which shall be supplied to the Fire Brigade Property Maintenance Officer. |  | Note |  | 0
619 | External Doors; Windows and Glazing |  | DEMOLITIONS AND ALTERATIONS
620 | External Doors; Windows and Glazing |  | Removing existing external door sets
621 | External Doors; Windows and Glazing | 56B | Remove existing hardwood timber doorset, overall size 1000mm x 2150mm x 44mm | 30 | no |  | 0
622 | External Doors; Windows and Glazing | 56C | Remove existing hardwood timber doorset, overall size 1400mm x 2150mm x 44mm | 30 | no |  | 0
623 | External Doors; Windows and Glazing | 56D | Remove existing PVC-U glazed doorset, overall size 1000mm x 2150mm x 44mm | 30 | no |  | 0
624 | External Doors; Windows and Glazing | 56E | Remove existing PVC-U glazed doorset, overall size 1400mm x 2150mm x 44mm | 30 | no |  | 0
625 | External Doors; Windows and Glazing | 56F | Remove existing PVC-U glazed doorset, overall size 1700mm x 2150mm x 44mm | 30 | no |  | 0
626 | External Doors; Windows and Glazing | 56G | Remove existing PVC-U glazed sliding patio type doorset, overall size 1700mm x 2150mm x 44mm | 30 | no |  | 0
627 | External Doors; Windows and Glazing |  | Removing existing windows
628 | External Doors; Windows and Glazing | 56H | 500 x 900mm ; one number opening sash | 30 | no |  | 0
629 | External Doors; Windows and Glazing | 56I | 900 x 1200mm; one number opening sash | 30 | no |  | 0
630 | External Doors; Windows and Glazing | 56J | 1600 x 1200mm; two number opening sashes | 30 | no |  | 0
631 | External Doors; Windows and Glazing | 56K | 1800 x 1200mm; two number opening sashes | 30 | no |  | 0
632 | External Doors; Windows and Glazing | 56L | 1800 x 1500mm; two number opening sashes | 30 | no |  | 0
633 | External Doors; Windows and Glazing | 56M | 1950 x 1200mm; two number opening sashes | 30 | no |  | 0
634 | External Doors; Windows and Glazing | 56N | 2050 x 1200mm; three number opening sashes | 30 | no |  | 0
635 | External Doors; Windows and Glazing | 56O | 2400 x 1200mm: four number opening sashes | 30 | no |  | 0
636 | External Doors; Windows and Glazing |  | Repairs/Refurbishment works to existing windows ; PVC-U or Aluminium sections as described
637 | External Doors; Windows and Glazing | 57A | Service and rehang existing window | 30 | no |  | 0
638 | External Doors; Windows and Glazing | 57B | Deep clean existing window and frame | 30 | no |  | 0
639 | External Doors; Windows and Glazing | 57C | Fit restrictors to existing windows | 30 | no |  | 0
640 | External Doors; Windows and Glazing | 57D | Remove existing handles and fit new cockspur handles to existing aluminium windows | 30 | no |  | 0
641 | External Doors; Windows and Glazing | 57E | Remove existing hinges and fit pairs of 200mm top hung friction stay hinges to existing aluminium windows | 30 | Pairs |  | 0
642 | External Doors; Windows and Glazing | 57F | Remove existing hinges and fit pairs of 400mm fire escape egress hinges to existing aluminium windows | 30 | Pairs |  | 0
643 | External Doors; Windows and Glazing | 57G | Remove existing espagnolette locking system and handle and fit new espagnolette locking system to existing PVC-U windows; espagnotette 550mm long | 30 | no |  | 0
644 | External Doors; Windows and Glazing | 57H | Remove existing espagnolette locking system and handle and fit new espagnolette locking system to existing PVC-U windows; espagnotette 750mm long | 30 | no |  | 0
645 | External Doors; Windows and Glazing |  | Fit the following Glazing Items
646 | External Doors; Windows and Glazing |  | Note : Reglazing to include removal of broken glass and cleaning out rebates |  | n |  | 0
647 | External Doors; Windows and Glazing |  | 6 thick georgian wired clear glass to existing rebates; average pane size
648 | External Doors; Windows and Glazing | 57I | 900mm x 450mm (fanlight) | 30 | no |  | 0
649 | External Doors; Windows and Glazing | 57J | 900mm x 900mm | 30 | no |  | 0
650 | External Doors; Windows and Glazing |  | 6mm thick georgian wired rough cast glass to existing rebates; average pane size
651 | External Doors; Windows and Glazing | 57K | 900mm x 450mm (fanlight) | 30 | no |  | 0
652 | External Doors; Windows and Glazing | 57L | 900mm x 900mm | 30 | no |  | 0
653 | External Doors; Windows and Glazing |  | 6mm thick clear safety glass to existing rebates; average pane size
654 | External Doors; Windows and Glazing | 58A | 900mm x 450mm (fanlight) | 30 | no |  | 0
655 | External Doors; Windows and Glazing | 58B | 900mm x 900mm | 30 | no |  | 0
656 | External Doors; Windows and Glazing |  | 6mm thick rough cast safety glass to existing rebates; average pane size
657 | External Doors; Windows and Glazing | 58C | 900mm x 450mm (fanlight) | 30 | no |  | 0
658 | External Doors; Windows and Glazing | 58D | 900mm x 900mm | 30 | no |  | 0
659 | External Doors; Windows and Glazing |  | Reglazing double glazed windows
660 | External Doors; Windows and Glazing | 58E | 500mm x 900mm | 30 | no |  | 0
661 | External Doors; Windows and Glazing | 58F | 500mm x 1200mm | 30 | no |  | 0
662 | External Doors; Windows and Glazing | 58G | 600mm x 900mm | 30 | no |  | 0
663 | External Doors; Windows and Glazing | 58H | 600mm x 1200mm | 30 | no |  | 0
664 | External Doors; Windows and Glazing | 58I | 1300mm x 1200mm | 30 | no |  | 0
665 | External Doors; Windows and Glazing | 58J | 1600mm x 1200mm | 30 | no |  | 0
666 | External Doors; Windows and Glazing | 58K | 1800mm x 1500mm | 30 | no |  | 0
667 | External Doors; Windows and Glazing | 58L | 1950mm x 1500mm | 30 | no |  | 0
668 | External Doors; Windows and Glazing | 58M | 2050mm x 1200mm | 30 | no |  | 0
669 | External Doors; Windows and Glazing |  | Reglazing triple glazed windows
670 | External Doors; Windows and Glazing | 58N | 500mm x 900mm | 30 | no |  | 0
671 | External Doors; Windows and Glazing | 58O | 500mm x 1200mm | 30 | no |  | 0
672 | External Doors; Windows and Glazing | 58P | 600mm x 900mm | 30 | no |  | 0
673 | External Doors; Windows and Glazing | 58Q | 600mm x 1200mm | 30 | no |  | 0
674 | External Doors; Windows and Glazing | 58R | 1300mm x 1200mm | 30 | no |  | 0
675 | External Doors; Windows and Glazing | 58S | 1600mm x 1200mm | 30 | no |  | 0
676 | External Doors; Windows and Glazing | 58T | 1800mm x 1500mm | 30 | no |  | 0
677 | External Doors; Windows and Glazing | 58U | 1950mm x 1500mm | 30 | no |  | 0
678 | External Doors; Windows and Glazing | 58V | 2050mm x 1200mm | 30 | no |  | 0
679 | External Doors; Windows and Glazing |  | Draughtproofing
680 | External Doors; Windows and Glazing |  | Draught strips to comply with current regulations; fitted on the two vertical sides and the top horizontal side of door frame and to all sides of windows; rebate seals to be used in instances where strips are unsuitable ; bottom horizontal edge of the doors to be fitted with a draught brush cut to the width of the door
681 | External Doors; Windows and Glazing | 59A | draught proofing windows | 100 | m |  | 0
682 | External Doors; Windows and Glazing | 59B | draught proofing external doors | 100 | m |  | 0
683 | External Doors; Windows and Glazing
684 | External Doors; Windows and Glazing |  | NEW WORK
685 | External Doors; Windows and Glazing |  | External Fire Door Sets; self closing FD30 (S) (minimum 30 minute fire resistance with a smoke seal ) and a u-value not greater than 1.6W/m^2K. ; sealed with Airtight Sealing Tape
686 | External Doors; Windows and Glazing |  | Timber Door Sets
687 | External Doors; Windows and Glazing |  | FD30 (S) fire door set ; T&G American Oak pannelled door fixed to frame ; including butt hinges , nightlatch ,letter box , numerals and mortice deadlock with thumb latch internally ;include for white deal architrave to one side of door frame ; include for painting two undercoats and one gloss coat ;sealed with pro clima airtight sealing tape
688 | External Doors; Windows and Glazing | 59C | overall size 1000 x 2150 x 44mm | 10 | no |  | 0
689 | External Doors; Windows and Glazing |  | FD30 (S)VP fire door set with vision panel ; T&G American Oak bottom panel and fire resisting glass to top panel fixed to frame ;include for white deal architrave to one side of door frame ; including butt hinges , nightlatch ,letter box , numerals and mortice deadlock with thumb latch internally ; include for painting two undercoats and one gloss coat; sealed with pro clima airtight sealing tape
690 | External Doors; Windows and Glazing | 59D | overall size 1000 x 2150 x 44mm | 10 | no |  | 0
691 | External Doors; Windows and Glazing |  | FD30 (S) fire door set with side screen panel; T&G American Oak panelled door/frame and fire resisting glass to side panel fixed to frame , 26mm double glazed units (installed to comply with current fire regulations); include for white deal architrave to one side of door frame; including butt hinges, nightlatch, letter box, numerals and mortice deadlock with thumb latch internally; include for painting two undercoats and one gloss coat; sealed with pro clima airtight sealing tape
692 | External Doors; Windows and Glazing | 60A | overall size 1400 x 2150 x 44mm ( door and screen ) | 10 | no |  | 0
693 | External Doors; Windows and Glazing |  | FD30 (S) fire door set with top screen panel; T&G American Oak panelled door and fire resisting glass to top panel fixed to frame, 26mm double glazed units (installed to comply with current fire regulations); include for white deal architrave to one side of door frame; including butt hinges, nightlatch, letter box, numerals and mortice deadlock with thumb latch internally; include for painting two undercoats and one gloss coat; sealed with pro clima airtight sealing tape
694 | External Doors; Windows and Glazing | 60B | overall size 1000 x 2350 x 44mm ( door and top panel ) | 10 | no |  | 0
695 | External Doors; Windows and Glazing |  | FD30 (S) fire door set with top panel and side screen; T&G American Oak panelled door and frames; glazed top and side panel, 26mm double glazed units; include for white deal architrave to one side of door frame; including butt hinges, nightlatch, letter box, numerals and mortice deadlock with thumb latch internally; include for painting two undercoats and one gloss coat; sealed with pro clima airtight sealing tape
696 | External Doors; Windows and Glazing | 60C | overall size 1400 x 2350 x 44mm ( door and top and side panel ) | 10 | no |  | 0
697 | External Doors; Windows and Glazing |  | FD60 (S) fire door set ;T&G American Oak panelled door fixed to frame; include for white deal architrave to one side of door frame; including butt hinges, nightlatch, letter box, numerals and mortice deadlock with thumb latch internally; include for painting two undercoats and one gloss coat; sealed with pro clima airtight sealing tape
698 | External Doors; Windows and Glazing | 60D | overall size 1000 x 2150 x 44mm | 10 | no |  | 0
699 | External Doors; Windows and Glazing |  | GRP Door in Timber Frame ;
700 | External Doors; Windows and Glazing |  | GRP Faced Composite Door Leaves in Timber Frames
701 | External Doors; Windows and Glazing |  | FD30 (S) fire door set; Glass-reinforced plastic faced ( GRP) composite door leaves in timber frames ; GRP fire doorsets tested in accordance with IS EN 1634-1 : 2008;include for white deal architrave to one side of door frame and door numerals ; factory fit ironmongery with thumb latch internally ; include for add-on extensions; sealed with pro clima airtight sealing tape
702 | External Doors; Windows and Glazing | 61A | overall size 1000 x 2150 x 44mm | 10 | no |  | 0
703 | External Doors; Windows and Glazing |  | FD30 (S)VP fire door set with vision panel ; Glass-reinforced plastic faced ( GRP) composite door leaves in timber frames ; glazed panels 26mm double glazed units (installed to comply with current fire regulations) ; GRP fire doorsets tested in accordance with IS EN 1634-1 : 2008;include for white deal architrave to one side of door frame and door numerals ; factory fit ironmongery with thumb latch internally ; include for add-on extensions; sealed with pro clima airtight sealing tape
704 | External Doors; Windows and Glazing | 61B | overall size 1000 x 2150 x 44mm | 10 | no |  | 0
705 | External Doors; Windows and Glazing |  | FD30 (S) fire door set with side screen panel ; Glass-reinforced plastic faced ( GRP) composite door leaves in timber frames ; glazed side panels 26mm double glazed units (installed to comply with current fire regulations) ; GRP fire doorsets tested in accordance with IS EN 1634-1 : 2008;include for white deal architrave to one side of door frame and door numerals ; factory fit ironmongery with thumb latch internally ; include for add-on extensions; sealed with pro clima airtight sealing tape
706 | External Doors; Windows and Glazing | 61C | overall size 1400 x 2150 x 44mm ( door and screen ) | 10 | no |  | 0
707 | External Doors; Windows and Glazing |  | FD30 (S) fire door set with top panel ; Glass-reinforced plastic faced ( GRP) composite door leaves in timber frames ; glazed top panel 26mm double glazed units (installed to comply with current fire regulations) ; GRP fire doorsets tested in accordance with IS EN 1634-1 : 2008;include for white deal architrave to one side of door frame and door numerals; factory fit ironmongery with thumb latch internally; include for add-on extensions; sealed with pro clima airtight sealing tape
708 | External Doors; Windows and Glazing | 62A | overall size 1000 x 2350 x 44mm ( door and top panel ) | 10 | no |  | 0
709 | External Doors; Windows and Glazing |  | FD30 (S) fire door set with top panel and side screen ; Glass-reinforced plastic faced ( GRP) composite door leaves in timber frames ; glazed top and side panel 26mm double glazed units to (installed to comply with current fire regulations) ; GRP fire doorsets tested in accordance with IS EN 1634-1 : 2008;include for white deal architrave to one side of door frame and door numerals ; factory fit ironmongery with thumb latch internally; include for add-on extensions; sealed with pro clima airtight sealing tape
710 | External Doors; Windows and Glazing | 62B | overall size 1400 x 2350 x 44mm ( door and top and side panel ) | 10 | no |  | 0
711 | External Doors; Windows and Glazing |  | FD60 (S) fire door set ; Glass-reinforced plastic faced ( GRP) composite door leaves in timber frames ; GRP fire doorsets tested in accordance with IS EN 1634-1 : 2008;include for white deal architrave to one side of door frame and door numerals ;factory fit ironmongery with thumb latch internally; include for add-on extensions; sealed with pro clima airtight sealing tape
712 | External Doors; Windows and Glazing | 62C | overall size 1000 x 2150 x 44mm | 10 | no |  | 0
713 | External Doors; Windows and Glazing |  | GRP door in PVC-U Frame ;
714 | External Doors; Windows and Glazing |  | GRP Faced Composite Door Leaves in uPVC Frames
715 | External Doors; Windows and Glazing |  | FD30 (S) fire door set ; Glass-reinforced plastic faced ( GRP) composite door leaves in uPVC frames ; GRP fire doorsets tested in accordance with IS EN 1634-1 : 2008; include for white deal architrave to one side of door frame ; factory fit ironmongery with thumb latch internally and door numerals; include for add-on extensions; sealed with pro clima airtight sealing tape
716 | External Doors; Windows and Glazing | 63A | overall size 1000 x 2150 x 44mm | 10 | no |  | 0
717 | External Doors; Windows and Glazing |  | FD30 (S)VP fire door set with vision panel ; Glass-reinforced plastic faced ( GRP) composite door leaves in uPVC frames ; glazed panels 26mm double glazed units to (installed to comply with current fire regulations) ; GRP fire doorsets tested in accordance with IS EN 1634-1 : 2008; include for white deal architrave to one side of door frame and door numerals ;factory fit ironmongery with thumb latch internally; include for add-on extensions; sealed with pro clima airtight sealing tape
718 | External Doors; Windows and Glazing | 63B | overall size 1000 x 2150 x 44mm | 10 | no |  | 0
719 | External Doors; Windows and Glazing |  | FD30 (S) fire door set with side screen panel ; Glass-reinforced plastic faced ( GRP) composite door leaves in uPVC frames ; glazed side panels 26mm double glazed units to BS 6206 ; GRP fire doorsets tested in accordance with IS EN 1634-1 : 2008; include for white deal architrave to one side of door frame and door numerals ;factory fit ironmongry with thumb latch internally; include for add-on extensions; sealed with pro clima airtight sealing tape
720 | External Doors; Windows and Glazing | 63C | overall size 1400 x 2150 x 44mm ( door and screen ) | 10 | no |  | 0
721 | External Doors; Windows and Glazing |  | FD30 (S) fire door set with top panel ; Glass-reinforced plastic faced ( GRP) composite door leaves in uPVC frames ; glazed top panel 26mm double glazed units to (installed to comply with current fire regulations) ; GRP fire doorsets tested in accordance with IS EN 1634-1 : 2008;include for white deal architrave to one side of door frame and door numerals ; factory fit ironmongery with thumb latch internally ; include for add-on extensions; sealed with pro clima airtight sealing tape
722 | External Doors; Windows and Glazing | 64A | overall size 1000 x 2350 x 44mm ( door and top panel ) | 10 | no |  | 0
723 | External Doors; Windows and Glazing |  | FD30 (S) fire door set with top panel and side screen ; Glass-reinforced plastic faced ( GRP) composite door leaves in uPVC frames ; glazed top and side panel 26mm double glazed units to (installed to comply with current fire regulations) ; GRP fire doorsets tested in accordance with IS EN 1634-1 : 2008;include for white deal architrave to one side of door frame and door numerals ;factory fit ironmongery with thumb latch internally ; include for add-on extensions; sealed with pro clima airtight sealing tape
724 | External Doors; Windows and Glazing | 64B | overall size 1400 x 2350 x 44mm ( door and top and side panel ) | 10 | no |  | 0
725 | External Doors; Windows and Glazing |  | FD60 (S) fire door set ; Glass-reinforced plastic faced ( GRP) composite door leaves in uPVC frames ; GRP fire doorsets tested in accordance with IS EN 1634-1 : 2008;include for white deal architrave to one side of door frame and door numerals ;factory fit ironmongery with thumb latch internally ; include for add-on extensions; sealed with pro clima airtight sealing tape
726 | External Doors; Windows and Glazing | 64C | overall size 1000 x 2150 x 44mm | 10 | no |  | 0
727 | External Doors; Windows and Glazing | [5 empty] | 0
728 | External Doors; Windows and Glazing |  | Sundries
729 | External Doors; Windows and Glazing |  | Replace to existing Doors
730 | External Doors; Windows and Glazing | 64D | Pair SS 100mm steel butt hinges | 50 | no |  | 0
731 | External Doors; Windows and Glazing | 64E | SS cylinder night latch | 50 | no |  | 0
732 | External Doors; Windows and Glazing | 64F | SS letter plate | 50 | no |  | 0
733 | External Doors; Windows and Glazing | 65A | SS mortice deadlock with thumb latch | 50 | no |  | 0
734 | External Doors; Windows and Glazing | 65B | SS barrel bolt and receiver | 50 | no |  | 0
735 | External Doors; Windows and Glazing | 65C | Proprietary draught excluders for external doors | 50 | no |  | 0
736 | External Doors; Windows and Glazing | 65D | Proprietary metal threshold ; hook bar or equel interlocking type | 50 | no |  | 0
737 | External Doors; Windows and Glazing | 65E | SS Euro cylinder | 50 | no |  | 0
738 | External Doors; Windows and Glazing | 65F | Magnetic lock, minimum 275kg. holding force; LZ bracket and armature plate; fitted to existing location; include for electrical deconnect and reconnection | 50 | no |  | 0
739 | External Doors; Windows and Glazing | 65G | Magnetic lock, minimum 275kg. holding force; 12V DC power supply unit, LZ bracket and armature plate; fitted to new location; include for electrical connection of power supply (max 25m to nearest power supply); clipping of all cables in place etc. | 50 | no |  | 0
740 | External Doors; Windows and Glazing | 65H | Magnetic lock kit with push button and keypad, minimum 275kg. holding force; 12V DC power supply unit, LZ bracket and armature plate; fitted to new location; include for electrical connection of power supply (max 25m to nearest power supply); clipping of all cables in place etc. | 50 | no |  | 0
741 | External Doors; Windows and Glazing | 65I | door closer; fixed in place | 20 | no |  | 0
742 | External Doors; Windows and Glazing | 65J | door closer; fixed in place | 20 | no |  | 0
743 | External Doors; Windows and Glazing | 65K | door closer; fixed in place; connection elsewhere measured | 20 | no |  | 0
744 | External Doors; Windows and Glazing |  | Repairs to existing Frame
745 | External Doors; Windows and Glazing | 65L | Repair damaged door frame ; piecing in small sections of frame as required | 60 | no |  | 0
746 | External Doors; Windows and Glazing | 65M | Replace push-bar on emergency exit doors | 50 | no |  | 0
747 | External Doors; Windows and Glazing |  | Door Stops
748 | External Doors; Windows and Glazing | 65N | Door stops fixed to concrete | 50 | no |  | 0
749 | External Doors; Windows and Glazing | 66A | Door stops fixed to timber flooring | 50 | no |  | 0
750 | External Doors; Windows and Glazing
751 | External Doors; Windows and Glazing |  | Windows
752 | External Doors; Windows and Glazing |  | PVC - U Replacement Windows to IS EN 14351-1 : 2006 +A1 : 2010 ; to B.S. 7412 and 7413:1991; Double Glazed ; with restrictors ; keyless window handles ; whole window Uw value not exceeding 1.1 W/m2K ; sealed with airtight sealing tape; fire resistance rating:30 minutes to EN 1634-1
753 | External Doors; Windows and Glazing |  | Isolated Windows
754 | External Doors; Windows and Glazing | 66B | 500 x 900mm ; one number opening sash | 20 | no |  | 0
755 | External Doors; Windows and Glazing | 66C | 900 x 1200mm; one number opening sash | 20 | no |  | 0
756 | External Doors; Windows and Glazing | 66D | 1600 x 1200mm; two number opening sashes | 20 | no |  | 0
757 | External Doors; Windows and Glazing | 66E | 1800 x 1200mm; two number opening sashes | 20 | no |  | 0
758 | External Doors; Windows and Glazing | 66F | 1800 x 1500mm; two number opening sashes | 20 | no |  | 0
759 | External Doors; Windows and Glazing | 66G | 1950 x 1200mm; two number opening sashes | 20 | no |  | 0
760 | External Doors; Windows and Glazing | 66H | 2050 x 1200mm; three number opening sashes | 20 | no |  | 0
761 | External Doors; Windows and Glazing | 66I | 2400 x 1200mm: four number opening sashes | 20 | no |  | 0
762 | External Doors; Windows and Glazing | 66J | 900 x 1200mm; one number full opening, tilt and turn | 20 | no |  | 0
763 | External Doors; Windows and Glazing | 66K | 900 x 1200mm; transome; one number opening, tilt and turn; one number fixed pane | 20 | no |  | 0
764 | External Doors; Windows and Glazing
765 | External Doors; Windows and Glazing |  | Passiv Alu-Clad Replacement outward opening casement windows or equal approved ; Triple Glazed ; with restrictors ; keyless window handles ; sealed with pro clima airtight sealing tape; fire resistance rating:30 minutes to EN 1634-1
766 | External Doors; Windows and Glazing |  | Isolated Windows
767 | External Doors; Windows and Glazing | 66L | 500 x 900mm ; one number opening sash | 20 | no |  | 0
768 | External Doors; Windows and Glazing | 66M | 900 x 1200mm; one number opening sash | 20 | no |  | 0
769 | External Doors; Windows and Glazing | 66N | 1600 x 1200mm; two number opening sashes | 20 | no |  | 0
770 | External Doors; Windows and Glazing | 67A | 1800 x 1200mm; two number opening sashes | 20 | no |  | 0
771 | External Doors; Windows and Glazing | 67B | 1800 x 1500mm; two number opening sashes | 20 | no |  | 0
772 | External Doors; Windows and Glazing | 67C | 1950 x 1200mm; two number opening sashes | 20 | no |  | 0
773 | External Doors; Windows and Glazing | 67D | 2050 x 1200mm; three number opening sashes | 20 | no |  | 0
774 | External Doors; Windows and Glazing | 67E | 2400 x 1200mm: four number opening sashes | 20 | no |  | 0
775 | External Doors; Windows and Glazing | 67F | 900 x 1200mm; one number full opening, tilt and turn | 20 | no |  | 0
776 | External Doors; Windows and Glazing | 67G | 900 x 1200mm; transome; one number opening, tilt and turn; one number fixed pane | 20 | no |  | 0
777 | External Doors; Windows and Glazing
778 | External Doors; Windows and Glazing |  | Sundries
779 | External Doors; Windows and Glazing |  | Vents to Windows
780 | External Doors; Windows and Glazing | 67H | Perma vent factory fitted to new window | 50 | no |  | 0
781 | External Doors; Windows and Glazing | 67I | Humidity sensitive perma vent factory fitted to new window ( where property has a Demand Control Ventilation System ) | 50 | no |  | 0
782 | External Doors; Windows and Glazing |  | Window Board ,red deal , wrot
783 | External Doors; Windows and Glazing | 67J | Window board 225 x 32mm ; rounded edges-1 | 50 | m |  | 0
784 | External Doors; Windows and Glazing |  | Window Sill PVC-U
785 | External Doors; Windows and Glazing | 67K | 95 x 30mm high sill to PVC-U windows | 50 | m |  | 0
786 | External Doors; Windows and Glazing | 67L | 150 x 30mm high sill to PVC-U windows | 50 | m |  | 0
787 | External Doors; Windows and Glazing
788 | External Doors; Windows and Glazing |  | Amount for External Doors; Windows and Glazing |  |  |  | 0
789 | External Doors; Windows and Glazing
790 | Woodwork, Int. Doors |  | WOODWORK, INTERNAL DOORS AND KITCHEN UNITS
791 | Woodwork, Int. Doors |  | NOTES
792 | Woodwork, Int. Doors | 69A | All Fire Doors ,Frames and Screens including ironmongry must have 3rd party independent approval certification of compliance with IS EN 1634-1 : 2008 ; entire doorsets to be installed in accordance with Test Certificate issued, a copy of which shall be supplied to the Area Maintenance Officer. |  | Note |  | 0
793 | Woodwork, Int. Doors
794 | Woodwork, Int. Doors |  | DEMOLITIONS AND ALTERATIONS
795 | Woodwork, Int. Doors |  | All demolition intems to include for disposal to an approved facility.
796 | Woodwork, Int. Doors | 69B | Take down and remove non-load bearing stud wall 100mm thick; remove existing plasterboard and skim finish on both sides;remove insulation in stud ; make good finishes to attached elements | 100 | m2 |  | 0
797 | Woodwork, Int. Doors | 69C | Form new door ope in existing non-load bearing stud wall; remove existing plasterboard and skim finish on both sides; temporarily prop up stud and install 100 x 50mm studwork to form 900 x 2150mm door ope ; make good finishes ; new door and frame elsewere measured | 20 | no |  | 0
798 | Woodwork, Int. Doors | 69D | Remove existing skirting, 119x18mm | 50 | m |  | 0
799 | Woodwork, Int. Doors | 69E | Remove existing internal door, overall size 900x2100mm | 20 | no |  | 0
800 | Woodwork, Int. Doors | 69F | Removing architrave, 75x25mm | 100 | m |  | 0
801 | Woodwork, Int. Doors | 69G | Removing kitchen worktops | 100 | m |  | 0
802 | Woodwork, Int. Doors | 69H | Removing kitchen sink units, including taps etc. | 20 | no |  | 0
803 | Woodwork, Int. Doors | 69I | Removing kitchen base units and wall units | 50 | no |  | 0
804 | Woodwork, Int. Doors | 69J | Removing T&G flooring | 100 | m2 |  | 0
805 | Woodwork, Int. Doors | 69K | Removing chipboard flooring | 100 | m2 |  | 0
806 | Woodwork, Int. Doors | 69L | Removing plywood flooring 18-25mm thick | 100 | m2 |  | 0
807 | Woodwork, Int. Doors
808 | Woodwork, Int. Doors |  | NEW WORK
809 | Woodwork, Int. Doors |  | Structural and First Fixings
810 | Woodwork, Int. Doors |  | Carcassing
811 | Woodwork, Int. Doors |  | Softwood, Class C18 grade timber, rough, pressure impregnated with an approved preservative; sawn unless otherwise stated
812 | Woodwork, Int. Doors | 70A | 224x44mm | 50 | m |  | 0
813 | Woodwork, Int. Doors | 70B | 175x44mm | 50 | m |  | 0
814 | Woodwork, Int. Doors | 70C | 150x44mm | 50 | m |  | 0
815 | Woodwork, Int. Doors | 70D | 125x44mm | 50 | m |  | 0
816 | Woodwork, Int. Doors | 70E | 100x44mm | 50 | m |  | 0
817 | Woodwork, Int. Doors | 70F | 100x22mm | 50 | m |  | 0
818 | Woodwork, Int. Doors | 70G | 75x44mm | 50 | m |  | 0
819 | Woodwork, Int. Doors | 70H | 75x35mm | 50 | m |  | 0
820 | Woodwork, Int. Doors | 70I | 75x22mm | 50 | m |  | 0
821 | Woodwork, Int. Doors | 70J | 50x44mm | 50 | m |  | 0
822 | Woodwork, Int. Doors | 70K | 30x22mm | 50 | m |  | 0
823 | Woodwork, Int. Doors
824 | Woodwork, Int. Doors |  | Softwood, Class C18 grade timber, wrot, pressure impregnated with an approved preservative; sawn unless otherwise stated
825 | Woodwork, Int. Doors | 70L | 224x44mm | 50 | m |  | 0
826 | Woodwork, Int. Doors | 70M | 175x44mm | 50 | m |  | 0
827 | Woodwork, Int. Doors | 70N | 150x44mm | 50 | m |  | 0
828 | Woodwork, Int. Doors | 70O | 125x44mm | 50 | m |  | 0
829 | Woodwork, Int. Doors | 70P | 100x44mm | 50 | m |  | 0
830 | Woodwork, Int. Doors | 70Q | 100x22mm | 50 | m |  | 0
831 | Woodwork, Int. Doors | 70R | 75x44mm | 50 | m |  | 0
832 | Woodwork, Int. Doors | 70S | 75x35mm | 50 | m |  | 0
833 | Woodwork, Int. Doors | 70T | 75x22mm | 50 | m |  | 0
834 | Woodwork, Int. Doors | 71A | 50x44mm | 50 | m |  | 0
835 | Woodwork, Int. Doors | 71B | 30x22mm | 50 | m |  | 0
836 | Woodwork, Int. Doors
837 | Woodwork, Int. Doors |  | Roofing timbers
838 | Woodwork, Int. Doors |  | White deal ; sawn
839 | Woodwork, Int. Doors | 71C | Replace 100 x 75mm wall plate ; include for bolting | 60 | m |  | 0
840 | Woodwork, Int. Doors | 71D | Replace 100 x 35mm rafters | 60 | m |  | 0
841 | Woodwork, Int. Doors | 71E | Replace 125 x 50mm rafters | 60 | m |  | 0
842 | Woodwork, Int. Doors | 71F | Replace 100 x 35mm collars | 60 | m |  | 0
843 | Woodwork, Int. Doors | 71G | Replace 112 x 37mm ceiling joists | 60 | m |  | 0
844 | Woodwork, Int. Doors | 71H | Replace 200 x 44mm roof joists | 60 | m |  | 0
845 | Woodwork, Int. Doors | 71I | Replace 200 x 44mm floor joists | 60 | m |  | 0
846 | Woodwork, Int. Doors | 71J | Replace 200 x 44mm bridging to joists at 400mm centres | 60 | m |  | 0
847 | Woodwork, Int. Doors | 71K | Replace joist hangers for 200 x 44mm joists | 100 | no |  | 0
848 | Woodwork, Int. Doors | 71L | Firring pieces; 50x50mm | 60 | m |  | 0
849 | Woodwork, Int. Doors | 71M | Angle fillet; 50x50mm | 60 | m |  | 0
850 | Woodwork, Int. Doors | 71N | Drip batten; 25x38mm | 60 | m |  | 0
851 | Woodwork, Int. Doors |  | Red deal , wrot
852 | Woodwork, Int. Doors | 71O | Replace fascia board 175 x 32mm , to existing roofs | 50 | m |  | 0
853 | Woodwork, Int. Doors | 71P | Replace soffit board 200 x 19mm , to existing roofs | 50 | m |  | 0
854 | Woodwork, Int. Doors | 71Q | Cut out damaged section of fascia board in lengths up to 1m | 50 | no |  | 0
855 | Woodwork, Int. Doors | 71R | Cut out damaged section of soffit board in lengths up to 1m | 50 | no |  | 0
856 | Woodwork, Int. Doors
857 | Woodwork, Int. Doors |  | Boarding and Sheeting
858 | Woodwork, Int. Doors |  | Sheeting
859 | Woodwork, Int. Doors | 72A | Floors, 18mm thick flooring grade plywood; allow for all trimming and cutting around obstructions | 100 | m2 |  | 0
860 | Woodwork, Int. Doors | 72B | Floors, 18mm flooring grade plywood, isolated areas, less than or equal to 1.0m2 | 20 | no |  | 0
861 | Woodwork, Int. Doors | 72C | Floors, 25mm thick flooring grade plywood; allow for all trimming and cutting around obstructions | 50 | m2 |  | 0
862 | Woodwork, Int. Doors | 72D | Floors, 25mm flooring grade plywood, isolated areas, less than or equal to 1.0m2 | 20 | no |  | 0
863 | Woodwork, Int. Doors | 72E | Floors, 18mm thick Marine grade plywood; allow for all trimming and cutting around obstructions | 100 | m2 |  | 0
864 | Woodwork, Int. Doors | 72F | Floors, 18mm thick Marine grade plywood, isolated areas, less tan or equal to 1.0m2 | 20 | no |  | 0
865 | Woodwork, Int. Doors | 72G | Floors, 25mm thick Marine grade plywood; allow for all trimming and cutting around obstructions | 50 | m2 |  | 0
866 | Woodwork, Int. Doors | 72H | Floors, 25mm thick Marine grade plywood, isolated areas, less tan or equal to 1.0m2 | 20 | no |  | 0
867 | Woodwork, Int. Doors |  | 18mm thick marine grade plywood; tongued and grooved all edges; lay with long edges running across supports; end joint to be central over joists and staggered; fix decking to each support with 60 x 3.5mm galvanised shank nails spaced 25mm from each edge and at 300mm maximum centres between; all in accordance with manufacturers instructions
868 | Woodwork, Int. Doors | 72I | roofs; exceeding 300mm | 100 | m2 |  | 0
869 | Woodwork, Int. Doors |  | 25mm thick hardwood fascia board, fixed to timber backgrounds, include for all barge boxes complete, including all fixings
870 | Woodwork, Int. Doors | 72J | Fascia; girth 15--300mm | 100 | m |  | 0
871 | Woodwork, Int. Doors |  | Soffit board/sheeting, 100x19mm pine double vac T&G V jointed sheeting fixed to underside of rafters or sw battens, include for all barge boxes complete, including all fixings; include for proprietrary soffit ventilation equivalent of 10mm contoinuous air gap
872 | Woodwork, Int. Doors | 73A | Soffits; horizontal; girth 300-450mm | 100 | m |  | 0
873 | Woodwork, Int. Doors
874 | Woodwork, Int. Doors |  | Second Fixings
875 | Woodwork, Int. Doors |  | Skirting
876 | Woodwork, Int. Doors | 73B | Primed chamfered mdf, 119x18mm; including all necessary bonding and filling | 500 | m |  | 0
877 | Woodwork, Int. Doors | 73C | Primed chamfered mdf, 119x18mm; including all necessary bonding and filling; isolated areas; not exceeding 5m | 50 | no |  | 0
878 | Woodwork, Int. Doors | 73D | Red deal moulded skirting, 125x25mm; including all necessary bonding and filling | 500 | m |  | 0
879 | Woodwork, Int. Doors | 73E | Red deal moulded skirting, 125x25mm; including all necessary bonding and filling; isolated areas; not exceeding 5m | 50 | no |  | 0
880 | Woodwork, Int. Doors |  | Architrave
881 | Woodwork, Int. Doors | 73F | Red deal 75 x 25mm to both sides of existing internal door frame (approx. length 10m) | 100 | no |  | 0
882 | Woodwork, Int. Doors | 73G | Red deal 75 x 25mm sections not exceeding 1m; isolated areas | 50 | no |  | 0
883 | Woodwork, Int. Doors |  | Door Saddles
884 | Woodwork, Int. Doors | 73H | Red deal 150 x 22mm splayed ; countersinking, plugging ;1m long | 100 | no |  | 0
885 | Woodwork, Int. Doors | 73I | Red deal 150 x 22mm splayed ; countersinking, plugging ;2m long | 100 | no |  | 0
886 | Woodwork, Int. Doors | 73J | Provide red deal half saddle splayed ; countersinking, plugging; 1m long | 50 | no |  | 0
887 | Woodwork, Int. Doors | 73K | Provide red deal half saddle splayed ; countersinking, plugging; 2m long | 50 | no |  | 0
888 | Woodwork, Int. Doors |  | Window Boards
889 | Woodwork, Int. Doors | 73L | MDF window boards; girth not exceeding 300mm | 100 | m |  | 0
890 | Woodwork, Int. Doors
891 | Woodwork, Int. Doors |  | Composite Items
892 | Woodwork, Int. Doors |  | Internal Doors
893 | Woodwork, Int. Doors |  | Non Fire Doors
894 | Woodwork, Int. Doors |  | Doors to Existing Frames
895 | Woodwork, Int. Doors |  | Solid core flush door to existing frames ; facing american oak with 9mm square edge hardwood lipping; including 3 butt hinges , ironmongry and thumb latches
896 | Woodwork, Int. Doors | 74A | overall size 900 x 2100 x 44mm | 100 | no |  | 0
897 | Woodwork, Int. Doors |  | Panelled moulded hardboard door to existing frames ; including 3 butt hinges , ironmongry and thumb latches
898 | Woodwork, Int. Doors | 74B | overall size 900 x 2100 x 44mm | 100 | no |  | 0
899 | Woodwork, Int. Doors |  | Solid panelled softwood door to existing frames ; including 3 butt hinges , ironmongry and thumb latches
900 | Woodwork, Int. Doors | 74C | overall size 900 x 2100 x 44mm | 100 | no |  | 0
901 | Woodwork, Int. Doors |  | Non standard solid core flush door to existing frames ; including 3 butt hinges , ironmongry and thumb latches
902 | Woodwork, Int. Doors | 74D | from 900 - 1150 x 2100 x 44mm | 100 | no |  | 0
903 | Woodwork, Int. Doors |  | 6 panelled moulded hardboard doors to existing frames ; facing american oak with 9mm square edge hardwood lipping; including butt hinges , thumb latches and sliding bolts
904 | Woodwork, Int. Doors | 74E | overall size 1400 x 2100 x 44mm | 50 | no |  | 0
905 | Woodwork, Int. Doors |  | Doors with associated frame set
906 | Woodwork, Int. Doors |  | Solid core flush door overall thickness 44mm ; facing american oak with 9mm square edge hardwood lipping; and 44 x 100mm hardwood frame , include for door saddle and 50 x 12mm door stop fixed to frame; include for red deal architrave to both sides of door frame; include for all necessary ironmongry and thumb latches
907 | Woodwork, Int. Doors | 75A | overall size 900 x 2100 x 44mm | 100 | no |  | 0
908 | Woodwork, Int. Doors |  | Panelled moulded hardboard door overall thickness 44mm and 44 x 100mm hardwood frame include for door saddle and 50 x 12mm door stop fixed to frame; include for red deal architrave to both sides of door frame; include for all necessary ironmongry and thumb latches
909 | Woodwork, Int. Doors | 75B | overall size 900 x 2100 x 44mm | 100 | no |  | 0
910 | Woodwork, Int. Doors |  | Non standard solid core flush door overall thickness 44mm , facing american oak with 9mm square edge hardwood lipping ; 44 x 100mm hardwood frame include for door saddle and 50 x 12mm door stop fixed to frame; include for red deal architrave to both sides of door frame; include for all necessary ironmongry and thumb latches
911 | Woodwork, Int. Doors | 75C | from 900 - 1150 x 2100 x 44mm | 100 | no |  | 0
912 | Woodwork, Int. Doors | [5 empty] | 0
913 | Woodwork, Int. Doors |  | Fire Doors
914 | Woodwork, Int. Doors |  | Doors to Existing Frames
915 | Woodwork, Int. Doors |  | FD 30 (S) SC, 36 thick solid core with american oak 4mm skin , 9mm square hardwood lipping to all edges ; include for all necessary instumescent sealing to existing frames ; overall thickness 44 ; include for all necessary ironmongry , thumb latches and closers
916 | Woodwork, Int. Doors | 75D | overall size 900 x 2100 x 44mm | 30 | no |  | 0
917 | Woodwork, Int. Doors |  | FD 30 (S) SC, 36 thick solid core with american oak 4mm skin , 9mm square hardwood lipping to all edges ;include for all necessary instumescent sealing to existing frames ; overall thickness 44 ; include for all necessary ironmongry , thumb latches and closers
918 | Woodwork, Int. Doors | 76A | overall size 900 - 1150 x 2100 x 44mm | 30 | no |  | 0
919 | Woodwork, Int. Doors | [5 empty] | 0
920 | Woodwork, Int. Doors |  | Doors With Associated Frame Set
921 | Woodwork, Int. Doors | 76B | FD 60 (S) SC (self closer) ; solid core flush 1 hour fire door set with self closing unit; 44 thick solid core dore with oak veneer; 9mm square hardwood lipping to all edges, overall thickness 44; 44 x 100 hardwood frame include for all necessary intumescant sealing all round; with door saddle and 50 x 12 door stop fixed to frame; include for red deal architrave to both sides of door frame; include for all necessary ironmongery and thumb latches and closers and signage "fire door keep clear" sign fitted on both sides |  |  |  | 0
922 | Woodwork, Int. Doors | 76C | overall size 900 x 2100 x 44mm | 50 | no |  | 0
923 | Woodwork, Int. Doors | 76D | FD 60 (S) SC (self closer) ; solid core flush 1 hour fire door set with self closing unit with 450 x 450 glazed vision panel; 44 thick solid core dore with oak veneer; 9mm square hardwood lipping to all edges, overall thickness 44; 44 x 100 hardwood frame include for all necessary intumescant sealing all round; with door saddle and 50 x 12 door stop fixed to frame; include for red deal architrave to both sides of door frame; include for all necessary ironmongery and thumb latches and closers and signage "fire door keep clear" sign fitted on both sides |  |  |  | 0
924 | Woodwork, Int. Doors | 76E | overall size 900 - 1150 x 2100 x 44mm | 50 | no |  | 0
925 | Woodwork, Int. Doors | 77A | FD 30 (S) SC (self closer) ; solid core flush 1 hour fire door set with self closing unit; 44 thick solid core dore with oak veneer; 9mm square hardwood lipping to all edges, overall thickness 44; 44 x 100 hardwood frame include for all necessary intumescant sealing all round; with door saddle and 50 x 12 door stop fixed to frame; include for red deal architrave to both sides of door frame; include for all necessary ironmongery and thumb latches and closers and signage "fire door keep clear" sign fitted on both sides |  |  |  | 0
926 | Woodwork, Int. Doors | 77B | overall size 900 x 2100 x 44mm | 50 | no |  | 0
927 | Woodwork, Int. Doors | 77C | FD 30 (S) SC (self closer) ; remove internal door and frame and replace with solid core flush 1 hour fire door set with self closing unit with 450 x 450 glazed vision panel; 44 thick solid core dore with oak veneer; 9mm square hardwood lipping to all edges, overall thickness 44; 44 x 100 hardwood frame include for all necessary intumescant sealing all round; with door saddle and 50 x 12 door stop fixed to frame; include for red deal architrave to both sides of door frame; include for all necessary ironmongery and thumb latches and closers and signage "fire door keep clear" sign fitted on both sides |  |  |  | 0
928 | Woodwork, Int. Doors | 77D | overall size 900 - 1150 x 2100 x 44mm | 50 | no |  | 0
929 | Woodwork, Int. Doors |  | Frame Sets
930 | Woodwork, Int. Doors | 77E | Replace internal door frame set ; red deal; 100 x 44mm;900 x 2150mm high | 50 | no |  | 0
931 | Woodwork, Int. Doors | 77F | Replace internal double door frame set ; red deal; 100 x 44mm ;1000 x 2150mm high | 50 | no |  | 0
932 | Woodwork, Int. Doors | 77G | Replace internal door frame set including fanlight over ; red deal; 100 x 44mm ; 1000 x 2450mm high | 50 | no |  | 0
933 | Woodwork, Int. Doors | 77H | Repair damaged door frames ; piecing in small sections of frame as required | 30 | no |  | 0
934 | Woodwork, Int. Doors | 77I | Remove glazed panel over internal door and replace with plywood panel | 50 | no |  | 0
935 | Woodwork, Int. Doors
936 | Woodwork, Int. Doors |  | Sundries to Doors
937 | Woodwork, Int. Doors |  | Door Stops
938 | Woodwork, Int. Doors | 78A | Door stops fixed to concrete | 100 | no |  | 0
939 | Woodwork, Int. Doors | 78B | Door stops fixed to timber flooring | 100 | no |  | 0
940 | Woodwork, Int. Doors |  | Replace to existing doors and frames
941 | Woodwork, Int. Doors | 78C | Pair 100 steel butt hinges | 80 | no |  | 0
942 | Woodwork, Int. Doors | 78D | Mortice lock and lever furniture | 80 | no |  | 0
943 | Woodwork, Int. Doors | 78E | Thumb lock and lever furniture | 80 | no |  | 0
944 | Woodwork, Int. Doors | 78H | Install proprietary trim at base of door; typical length 750 -1000mm | 80 | no |  | 0
945 | Woodwork, Int. Doors | 78I | door closer; fixed in place | 20 | no |  | 0
946 | Woodwork, Int. Doors | 78K | door closer; fixed in place; connection elsewhere measured | 20 | no |  | 0
947 | Woodwork, Int. Doors |  | Remove, adjust, refit
948 | Woodwork, Int. Doors | 78L | Repair damaged door frame ; piecing in small sections of frame as required | 30 | no |  | 0
949 | Woodwork, Int. Doors | 78M | Replace push-bar on emergency exit doors | 50 | no |  | 0
950 | Woodwork, Int. Doors | 78N | Magnetic lock, minimum 275kg. holding force; LZ bracket and armature plate; fitted to existing location; include for electrical deconnect and reconnection | 30 | no |  | 0
951 | Woodwork, Int. Doors | 78O | Magnetic lock, minimum 275kg. holding force; 12V DC power supply unit, LZ bracket and armature plate; fitted to new location; include for electrical connection of power supply (max 25m to nearest power supply); clipping of all cables in place etc. | 30 | no |  | 0
952 | Woodwork, Int. Doors | 79A | Magnetic lock kit with push button and keypad, minimum 275kg. holding force; 12V DC power supply unit, LZ bracket and armature plate; fitted to new location; include for electrical connection of power supply (max 25m to nearest power supply); clipping of all cables in place etc. | 30 | no |  | 0
953 | Woodwork, Int. Doors | 79B | door closer; fixed in place | 20 | no |  | 0
954 | Woodwork, Int. Doors | 79D | door closer; fixed in place; connection elsewhere measured | 20 | no |  | 0
955 | Woodwork, Int. Doors | [5 empty] | 0
956 | Woodwork, Int. Doors |  | System Partitions
957 | Woodwork, Int. Doors |  | K32 PANEL CUBICLES Pilasters: Slim-line profiles formed stainless steel, vertical edges tight radius finished Head Rail: Stainless steel head-rail fixed above pilaster profiles Finish: Satin polished Doors: 18mm moisture resistant chipboard faced both sides with high pressure laminate (HPL) Core material: Moisture resistant chipboard (to V313) Finish: Subject to HPL manufacturer selected Edge treatment: Square lipped to match or contrast face surface in 1mm PVC or HPL Panels: 18mm moisture resistant chipboard faced both sides with high pressure laminate (HPL) Core material: Moisture resistant chipboard (to V313) Finish: Subject to HPL manufacturer selected Edge treatment: Square lipped to match or contrast face surface in 1mm PVC or HPL Legs: Adjustable cylindrical stainless steel pedestal leg located on the partition 200mm back from face of adjoining pilaster providing floating cubicle appearance Ironmongery & Accessories: Sprung loaded pivot hinges & dampener/Buffered coat hook/ DDA compliant lever operated indicator bolt, circular face plate and easy emergency release facility, bracket fixings to wall and pilaster Finish: Stainless steel/stainless steel matched effect Other requirements: Complete with outward opening doors to ambulant and enlarged cubicles where requested. Cubicles with inward opening doors can be set out to maintain 450mm diameter manoeuvring space within the cubicle. Optional door material veneer or glass at surcharge
958 | Woodwork, Int. Doors | 80A | toilet cubicles | 10 | no |  | 0
959 | Woodwork, Int. Doors
960 | Woodwork, Int. Doors
961 | Woodwork, Int. Doors
962 | Woodwork, Int. Doors |  | Fittings, Equipment and Furniture
963 | Woodwork, Int. Doors |  | Domestic and Commercial Kitchen
964 | Woodwork, Int. Doors |  | Specification Note.
965 | Woodwork, Int. Doors |  | (A) Sink Unit :
966 | Woodwork, Int. Doors |  | carcass, 15 W.B.P. plywood; doors and drawers, 15 W.B.P. plywood with selected laminate finish
967 | Woodwork, Int. Doors |  | (B) Worktop :
968 | Woodwork, Int. Doors |  | 40mm chipboard worktop core to EN 312 (P3) with selected laminate finish
969 | Woodwork, Int. Doors |  | (C) Floor and Wall units :
970 | Woodwork, Int. Doors |  | carcass , doors and drawers , 18mm melamine faced chipboard to meet EN 312 (P3) with laminate finish
971 | Woodwork, Int. Doors |  | (D) Doors :
972 | Woodwork, Int. Doors |  | 18mm melamine faced chipboard to meet EN 312 (P3) with laminate finish ; all doors to have 120 degree concealed childproof hinges
973 | Woodwork, Int. Doors |  | The following items to include all barge boards, ironmongry, mastic sealant and stainless steel joint strips. Reconnect all services on completion.
974 | Woodwork, Int. Doors | 82A | 1000mm sink base unit , complete with single drawer and mock drawer front at sink (excluding sink top and taps ). | 100 | no |  | 0
975 | Woodwork, Int. Doors | 82B | 1000mm base unit complete with two drawers | 100 | no |  | 0
976 | Woodwork, Int. Doors | 82C | 500mm base unit | 100 | no |  | 0
977 | Woodwork, Int. Doors | 82D | corner unit | 100 | no |  | 0
978 | Woodwork, Int. Doors | 82E | 500mm wall unit; to softwood ground | 100 | no |  | 0
979 | Woodwork, Int. Doors | 82F | 1000mm wall unit; to softwood ground | 100 | no |  | 0
980 | Woodwork, Int. Doors | 82G | worktop support; 20 division support | 100 | no |  | 0
981 | Woodwork, Int. Doors | 82H | worktop; 600mm wide veneered counter top | 100 | m |  | 0
982 | Woodwork, Int. Doors | 83A | Take down worktop section not exceeding 6 m; store temporarily and refit and reseal; make good finishes | 10 | no |  | 0
983 | Woodwork, Int. Doors | 83B | door to existing base unit | 50 | no |  | 0
984 | Woodwork, Int. Doors | 83C | door to existing wall unit | 50 | no |  | 0
985 | Woodwork, Int. Doors | 83D | Replace hinges and rehang door to existing base unit | 50 | no |  | 0
986 | Woodwork, Int. Doors | 83E | Replace hinges and rehang door to existing wall unit | 50 | no |  | 0
987 | Woodwork, Int. Doors |  | Additional Units
988 | Woodwork, Int. Doors | 83F | Provide standard press around wall mounted gas heating boiler | 50 | no |  | 0
989 | Woodwork, Int. Doors | 83G | Provide full height press around wall mounted gas heating boiler | 50 | no |  | 0
990 | Woodwork, Int. Doors | 83H | Provide standard press around E.S.B. meter box and fuseboard | 50 | no |  | 0
991 | Woodwork, Int. Doors | [5 empty] | 0
992 | Woodwork, Int. Doors |  | Storage Units
993 | Woodwork, Int. Doors | 83I | 1600(800+800)x2140mmx380mm storage unit in birch ply with 4 nr. adjustable mid shelves set back 18mm to allow for inset doors, enclosed by 4 nr. inset doors with round brushed chrome knobs, include for cabinet locks | 20 | no |  | 0
994 | Woodwork, Int. Doors | 83J | 2700(1350+1350)x986mmx600mm storage unit in birch ply with 4 nr. adjustable mid shelves set back 18mm to allow for inset doors, enclosed by 4 nr. inset doors with round brushed chrome knobs, include for cabinet locks | 20 | no |  | 0
995 | Woodwork, Int. Doors | 83K | 2000(1000+1000)x900mmx400mm storage unit in birch ply with 4 nr. adjustable mid shelves set back 18mm to allow for inset doors, enclosed by 4 nr. inset doors with round brushed chrome knobs, include for cabinet locks | 20 | no |  | 0
996 | Woodwork, Int. Doors | 84A | 2700(900+900+900)x1137mmx350mm storage unit in birch ply with 6 nr. adjustable mid shelves set back 18mm to allow for inset doors, enclosed by 6 nr. inset doors with round brushed chrome knobs, include for cabinet locks | 20 | no |  | 0
997 | Woodwork, Int. Doors | 84B | 1600x1122mmx350mm storage unit in birch ply with 2 nr. fixed open shelves | 20 | no |  | 0
998 | Woodwork, Int. Doors | 84C | 860x1100mmx500mm storage unit in birch ply with 2 nr. fixed open shelves, enclosed by 2 nr. inset doors with round brushed chrome knobs, include for cabinet locks and adjustable legs | 20 | no |  | 0
999 | Woodwork, Int. Doors | 84D | 1900x550x550mm tall units, open faced, in birch ply with 4 nr. adjustable shelves | 20 | no |  | 0
1000 | Woodwork, Int. Doors | 84E | 900x550x550mm tall units, open faced, in birch ply with 4 nr. adjustable shelves | 20 | no |  | 0
1001 | Woodwork, Int. Doors | [5 empty] | 0
1002 | Woodwork, Int. Doors |  | Ducting
1003 | Woodwork, Int. Doors |  | Provide 9mm thick WBP plywood lining for ducts to pipework; various lengths ; average width ; include for support battens
1004 | Woodwork, Int. Doors | 84F | 150mm wide | 200 | m |  | 0
1005 | Woodwork, Int. Doors | 84G | 250mm wide | 200 | m |  | 0
1006 | Woodwork, Int. Doors |  | Provide 12mm thick WBP plywood lining for ducts to pipework; various lengths ; average width ; include for support battens
1007 | Woodwork, Int. Doors | 84H | 150mm wide | 200 | m |  | 0
1008 | Woodwork, Int. Doors | 84I | 250mm wide | 200 | m |  | 0
1009 | Woodwork, Int. Doors |  | Provide 18mm thick MDF boarding for ducts to pipework ; various lengths ; average width ; include for support battens
1010 | Woodwork, Int. Doors | 84J | 150mm wide | 200 | m |  | 0
1011 | Woodwork, Int. Doors | 84K | 250mm wide | 200 | m |  | 0
1012 | Woodwork, Int. Doors
1013 | Woodwork, Int. Doors |  | General Items
1014 | Woodwork, Int. Doors |  | Stud Partition ; white deal ; sawn
1015 | Woodwork, Int. Doors | 85A | New Internal studding non-load bearing ; 100 x 50 studwork in partitions at 400 centres with single header and sole pieces ; including noggings ; filling with mineral wool insulation ; plasterboard finish measured in wall finishes | 300 | m2 |  | 0
1016 | Woodwork, Int. Doors | 85B | 50 x 50 grounds or battens short lenghts not exceeding 1.2m ; in isolated areas | 50 | no |  | 0
1017 | Woodwork, Int. Doors
1018 | Woodwork, Int. Doors |  | Amount for Woodwork, Int. Doors and Kitchen Units |  |  |  | 0
1019 | Woodwork, Int. Doors
1020 | Roofing |  | ROOFING
1021 | Roofing |  | NOTE
1022 | Roofing | 87A | The following Rates are to include for all scaffolding required including safety netting and any overhead cantilevered pedestrian canopies required . |  | Note |  | 0
1023 | Roofing | 87B | Refer to Regulations regarding Asbestos removal ( see Preliminaries Section P7 re Asbestos also ) |  | Note |  | 0
1024 | Roofing
1025 | Roofing |  | DEMOLITIONS AND ALTERATIONS
1026 | Roofing |  | Flat Roofs
1027 | Roofing | 87C | Remove existing flat roof consisting of three layers of felt on chipboard | 200 | m2 |  | 0
1028 | Roofing | 87D | Remove existing flat roof carcassing timbers also include for removing fascia, ,soffit, gutters, insulation and plasterboard ceiling under | 200 | m2 |  | 0
1029 | Roofing | 87E | Repair leak in flat roof with 'Torch-On' felt; approximate area of felt required 2m2; | 30 | no |  | 0
1030 | Roofing | 87F | Repair leak in flat roof with 'Torch-On' felt; approximate area 2m - 10m2; | 30 | no |  | 0
1031 | Roofing
1032 | Roofing |  | Pitched Roofs
1033 | Roofing | 87G | Remove existing fibre cement slating , battens and felt | 200 | m2 |  | 0
1034 | Roofing | 87H | Check, clear and clean roof valleys; width not exceeding 450mm | 100 | m |  | 0
1035 | Roofing | 87I | Remove existing concrete interlocking tiles , battens and felt | 200 | m2 |  | 0
1036 | Roofing | 87J | Remove individual damaged fibre cement slates in isolated locations | 60 | no |  | 0
1037 | Roofing | 87K | Remove damaged fibre cement slates in isolated areas ; approximate area 2 m2 | 30 | no |  | 0
1038 | Roofing | 87L | Remove damaged fibre cement slates in isolated areas ; approximate area 5 m2 | 30 | no |  | 0
1039 | Roofing | 88A | Remove individual damaged concrete interlocking tiles in isolated locations | 60 | no |  | 0
1040 | Roofing | 88B | Remove damaged concrete interlocking tiles in isolated areas ; approximate area 2 m2 | 30 | no |  | 0
1041 | Roofing | 88C | Remove damaged concrete interlocking tiles in isolated areas ; approximate area 5 m2 | 30 | no |  | 0
1042 | Roofing | 88D | Remove damaged ridge tiles, bedding and pointing in mortar | 50 | m |  | 0
1043 | Roofing | 88E | Repoint and reset existing ridge tiles | 50 | m |  | 0
1044 | Roofing | 88F | Repoint and reset existing sloping verge tiles | 50 | m |  | 0
1045 | Roofing | 88G | Remove defective sarking felt in isolated areas ; approximate area 5 m2 | 30 | no |  | 0
1046 | Roofing | 88H | Remove defective sarking felt in isolated areas ; approximate area 1 m2 | 30 | no |  | 0
1047 | Roofing | 88I | Scrape off moss from roof and then spray biocide in accordance with manufactures instructions and remove waste from site | 200 | m2 |  | 0
1048 | Roofing | 88J | Clean out existing cast iron gutter system | 100 | m |  | 0
1049 | Roofing | 88K | Clean out existing cast uPVC gutter system | 100 | m |  | 0
1050 | Roofing | 88L | Remove existing cast iron gutters complete, including all brackets etc. | 100 | m |  | 0
1051 | Roofing | 88M | Remove existing cast iron downpipes complete, including all brackets etc. | 100 | m |  | 0
1052 | Roofing | 88N | Remove existing uPVC gutters complete, including all brackets etc. | 100 | m |  | 0
1053 | Roofing | 88O | Remove existing uPVC downpipes complete, including all brackets etc. | 100 | m |  | 0
1054 | Roofing
1055 | Roofing |  | NEW WORK
1056 | Roofing |  | Flat Roofs
1057 | Roofing | 88P | Provide Membrane composed of SBS modified bitumen and a non woven polyester reinforcement. 250 TF; suitably fixed to plywood roofing; | 200 | m2 |  | 0
1058 | Roofing | 88Q | Termination bar flashing to last | 50 | m |  | 0
1059 | Roofing | 89A | Downstand at eaves to gutters in Membrane composed of SBS modified bitumen and a non woven polyester reinforcement. 250 TF | 40 | m |  | 0
1060 | Roofing | 89B | Upstands to copings in Membrane composed of SBS modified bitumen and a non woven polyester reinforcement. 250 TF | 40 | m |  | 0
1061 | Roofing |  | Cap sheet, AA fire rated, 4.8kg granular surfaced polyester reinforced APP modified bitument - 20 deg. celcius Elasto Polymer high performance membrane fully torch bonded with 80mm side and 250mm end laps; installed in accordance with the manufactirers instructions
1062 | Roofing | 89C | exceeding 300mm wide, to falls and crossfalls | 200 | m2 |  | 0
1063 | Roofing | 89D | Upstands to copings in Paralon roofing membrane | 40 | m |  | 0
1064 | Roofing | 89E | Downstand at eaves to gutters in Paralon roofing membrane | 40 | m |  | 0
1065 | Roofing | 89F | Solar reflective paint ; two coats in accordance with the manufacturer's instructions | 200 | m2 |  | 0
1066 | Roofing | 89G | New Code 5 lead flashing; prepare 50mm deep groove in existing wall; 300mm girth flashing ,one end bedded and pointed in groove other end dressed down over flat roof | 40 | m |  | 0
1067 | Roofing | 89H | Provide 100mm thick foil backed PU foam rigid insulation to flat roofs | 200 | m2 |  | 0
1068 | Roofing | 89I | Provide 150mm thick rockwool insulation quilt to flat roofs | 200 | m2 |  | 0
1069 | Roofing | 89J | Provide 300mm thick rockwool insulation quilt to flat roofs | 200 | m2 |  | 0
1070 | Roofing |  | Fall Prevention
1071 | Roofing | 89K | Install free standing guardrail system complete fitting to existing roof, bay spacing 2m centres, standard uprights 1100 high; aluminium keygoard baseplate and attached keeklamp fittings and weights | 25 | m |  | 0
1072 | Roofing | 89L | extra over for flange fixing into existing masonry wall | 100 | no |  | 0
1073 | Roofing | 90A | Roof fall protection system with upright posts and wire; include for all universal components as required by manufacturers | 25 | m |  | 0
1074 | Roofing |  | Gutters
1075 | Roofing | 90B | Repair existing cast iron gutters , including fixing holes, replacing damaged bolts, brackets, fixing where necessary, resealing joints | 100 | m |  | 0
1076 | Roofing | 90C | Repair existing uPVC gutters , including replacing damaged brackets, fixing where necessary, resealing joints | 100 | m |  | 0
1077 | Roofing | 90D | Replace existing gutters (e.m.) with new cast iron gutters; half round profile 100mm dia | 3 | m |  | 0
1078 | Roofing | 90E | Replace existing gutters (e.m.) with new cast iron gutters; half round profile 100mm dia | 10 | m |  | 0
1079 | Roofing | 90F | Replace existing gutters (e.m.) with new cast iron gutters; half round profile 100mm dia | 50 | m |  | 0
1080 | Roofing | 90G | Replace stop ends to cast iron gutters | 30 | no |  | 0
1081 | Roofing | 90H | Replace nozzle outlets to cast iron gutters | 30 | no |  | 0
1082 | Roofing | 90I | Reconnect R.W.P. to outlet of cast iron gutter | 30 | no |  | 0
1083 | Roofing | 90J | Replace existing gutters (e.m.) with new uPVC gutters; half round profile 100mm dia | 3 | m |  | 0
1084 | Roofing | 90K | Replace existing gutters (e.m.) with new uPVC gutters; half round profile 100mm dia | 10 | m |  | 0
1085 | Roofing | 90L | Replace existing gutters (e.m.) with new uPVC gutters; half round profile 100mm dia | 50 | m |  | 0
1086 | Roofing | 90M | Replace stop ends to uPVC gutters | 30 | no |  | 0
1087 | Roofing | 90N | Replace nozzle outlets to uPVC gutters | 30 | no |  | 0
1088 | Roofing | 90O | Reconnect R.W.P. to outlet of uPVC gutter | 30 | no |  | 0
1089 | Roofing | 90P | Replace existing gutters (e.m.) with new aluminium polyester powder coated gutters; half round profile 100mm dia | 3 | m |  | 0
1090 | Roofing | 91A | Replace existing gutters (e.m.) with new aluminium polyester powder coated gutters; half round profile 100mm dia | 10 | m |  | 0
1091 | Roofing | 91B | Replace existing gutters (e.m.) with new aluminium polyester powder coated gutters; half round profile 100mm dia | 50 | m |  | 0
1092 | Roofing | 91C | Replace stop ends to aluminium polyester powder coated gutters | 30 | no |  | 0
1093 | Roofing | 91D | Replace nozzle outlets to polyester powder coated aluminium gutters | 30 | no |  | 0
1094 | Roofing | 91E | Reconnect R.W.P. to outlet of polyester powder coated aluminium gutter | 30 | no |  | 0
1095 | Roofing |  | Downpipes
1096 | Roofing | 91F | Replace existing 100mm diameter downpipe and brackets (e.m.) with 100mm cast iron downpipe and brackets | 50 | m |  | 0
1097 | Roofing | 91G | 100mm Bends to downpipe | 30 | no |  | 0
1098 | Roofing | 91H | 100mm Outlet to downpipe | 30 | no |  | 0
1099 | Roofing | 91I | 100mm cast iron branch | 30 | no |  | 0
1100 | Roofing | 91J | 100mm cast iron bend | 30 | no |  | 0
1101 | Roofing | 91K | 100mm cast iron boss | 30 | no |  | 0
1102 | Roofing | 91L | 100mm cast iron cowl | 30 | no |  | 0
1103 | Roofing | 91M | Replace existing 100mm. diameter downpipe and brackets (e.m.) with 100mm uPVC downpipe and brackets | 50 | m |  | 0
1104 | Roofing | 91N | 100mm Bends to downpipe | 30 | no |  | 0
1105 | Roofing | 91O | 100mm Outlet to downpipe | 30 | no |  | 0
1106 | Roofing | 91P | 100mm PVC branch | 30 | no |  | 0
1107 | Roofing | 91Q | 100mm PVC bend | 30 | no |  | 0
1108 | Roofing | 91R | 100mm PVC boss | 30 | no |  | 0
1109 | Roofing | 91S | 100mm PVC cowl | 30 | no |  | 0
1110 | Roofing | 92A | Replace existing 100mm diameter downpipe and brackets (e.m.) with 100mm aluminium downpipe and brackets | 50 | m |  | 0
1111 | Roofing | 92B | 100mm Bends to downpipe | 30 | no |  | 0
1112 | Roofing | 92C | 100mm Outlet to downpipe | 30 | no |  | 0
1113 | Roofing | 92D | 100mm aluminium branch | 30 | no |  | 0
1114 | Roofing | 92E | 100mm aluminium bend | 30 | no |  | 0
1115 | Roofing | 92F | 100mm aluminium boss | 30 | no |  | 0
1116 | Roofing | 92G | 100mm aluminium cowl | 30 | no |  | 0
1117 | Roofing |  | Spray Timbers
1118 | Roofing | 92H | Spray existing attic timbers and carcassing for timber infestation , including protection of existing insulation, ceiling etc. | 200 | m |  | 0
1119 | Roofing | 92I | Spray existing first floor joists and floor boards for timber infestation, including protection of ceiling etc | 200 | m |  | 0
1120 | Roofing |  | Fire Break
1121 | Roofing | 92J | Existing party wall in Roof Space ; build up with 215 solid blockwork include sealing with intumescent fire resistant foam | 50 | m |  | 0
1122 | Roofing | [5 empty] | 0
1123 | Roofing |  | Rooflights
1124 | Roofing |  | To EN 14351 ; exterior extruded aluminium alloy , polyester powder coated ; softwood interior factory finish ; sealed with Airtight Sealing Tape
1125 | Roofing |  | Replace existing Rooflight complete with velux double - glazed unit with clear float glass ; whole window U-value 1.4 W/m2K ; flashings and fixings as per manufacturer's recommendations ; include for any necessary hoists ,scaffolding etc.
1126 | Roofing | 92K | 550 x 780mm ; centre pivot | 10 | no |  | 0
1127 | Roofing | 92L | 780 x 980mm ; centre pivot | 10 | no |  | 0
1128 | Roofing |  | Replace existing Rooflight complete with triple - glazed unit with clear float glass ; whole window U-value 1.1 W/m2K ; flashings and fixings as per manufacturer's recommendations ; include for any necessary hoists ,scaffolding etc.
1129 | Roofing | 93A | 550 x 780mm ; centre pivot | 10 | no |  | 0
1130 | Roofing | 93B | 780 x 980mm ; centre pivot | 10 | no |  | 0
1131 | Roofing |  | Form Ope in Roof and provide New Rooflight with Double - glazed unit with clear float glass ; whole window U-value 1.4 W/m2K ; flashings and fixings as per manufacturer's recommendations ; include for any necessary hoists ,scaffolding etc.
1132 | Roofing | 93C | 550 x 780mm ; centre pivot | 10 | no |  | 0
1133 | Roofing | 93D | 780 x 980mm ; centre pivot | 10 | no |  | 0
1134 | Roofing |  | Form Ope in Roof and provide New Rooflight with Triple - glazed unit with clear float glass ; whole window U-value 1.1 W/m2K ; flashings and fixings as per manufacturer's recommendations ; include for any necessary hoists ,scaffolding etc.
1135 | Roofing | 93E | 550 x 780mm ; centre pivot | 10 | no |  | 0
1136 | Roofing | 93F | 780 x 980mm ; centre pivot | 10 | no |  | 0
1137 | Roofing |  | Roof Ventilation
1138 | Roofing |  | Glidevale Vent Tiles / Slates ; installed in accordance with manufcturer's instructions.
1139 | Roofing |  | Vent tiles |  |  |  | 0
1140 | Roofing | 93G | Tile vent 600 x 300mm, to suit existing concrete tile | 100 | nr |  | 0
1141 | Roofing |  | Vent slates |  |  |  | 0
1142 | Roofing | 93H | Slate vent 600 x 300mm, to suit existing fibre cement slate | 100 | nr |  | 0
1143 | Roofing
1144 | Roofing |  | Amount for Roofing |  |  |  | 0
1145 | Roofing
1146 | Floor, Wall and Ceiling Finishes |  | FLOOR, WALL AND CEILING FINISHES
1147 | Floor, Wall and Ceiling Finishes |  | NOTES
1148 | Floor, Wall and Ceiling Finishes | 95A | Refer to Regulations regarding Asbestos removal ( see Preliminaries Section re Asbestos also ) |  | Note |  | 0
1149 | Floor, Wall and Ceiling Finishes |  | DEMOLITIONS AND ALTERATIONS
1150 | Floor, Wall and Ceiling Finishes |  | Floor Finishes
1151 | Floor, Wall and Ceiling Finishes | 95B | Take up and remove vinyl floor tiles, leaving floor surface ready for new floor finish | 100 | m2 |  | 0
1152 | Floor, Wall and Ceiling Finishes | 95C | Take up and remove sheet vinyl; leaving floor surface ready for new floor finish | 100 | m2 |  | 0
1153 | Floor, Wall and Ceiling Finishes | 95D | Take up and remove carpet or carpet tiles; leaving floor surface ready for new floor finish | 100 | m2 |  | 0
1154 | Floor, Wall and Ceiling Finishes | 95E | Take up and remove laminate timber flooring; leaving floor surface ready for new floor finish | 100 | m2 |  | 0
1155 | Floor, Wall and Ceiling Finishes | 95F | Take up and remove T&G flooring; leaving floor surface ready for new floor finish | 100 | m2 |  | 0
1156 | Floor, Wall and Ceiling Finishes | 95G | Take up and remove ceramic floor tiles; leaving floor surface ready for new floor finish | 100 | m2 |  | 0
1157 | Floor, Wall and Ceiling Finishes | 95H | Remove damaged T&G flooring and replace with 22mm thick T&G flooring | 100 | m2 |  | 0
1158 | Floor, Wall and Ceiling Finishes | 95I | Cut out and replace isolated sections of damaged T&G flooring; approximate area less than 5 m2 | 50 | no |  | 0
1159 | Floor, Wall and Ceiling Finishes
1160 | Floor, Wall and Ceiling Finishes |  | Wall Finishes Externally
1161 | Floor, Wall and Ceiling Finishes | 95J | Hack off existing damaged roughcast plaster; leaving surface ready for new finish | 200 | m2 |  | 0
1162 | Floor, Wall and Ceiling Finishes | 95K | Repair nap finished plaster; isolated areas; area not exceeding 5 sq m | 50 | no |  | 0
1163 | Floor, Wall and Ceiling Finishes | 95L | Re-tyrolean walls in isolated areas; area not exceeding 5 sq m | 50 | no |  | 0
1164 | Floor, Wall and Ceiling Finishes | 95M | Repair damaged reveals to windows or doors; not exceeding 300mm girth | 100 | m |  | 0
1165 | Floor, Wall and Ceiling Finishes | 96A | Repair damage to plinths in isolated areas approximate area 1 sq m | 50 | no |  | 0
1166 | Floor, Wall and Ceiling Finishes | [5 empty] | 0
1167 | Floor, Wall and Ceiling Finishes |  | Wall Finishes Internally
1168 | Floor, Wall and Ceiling Finishes | 96B | Bond and skim plastered walls, 5mm thick including any necessary repair work | 200 | m2 |  | 0
1169 | Floor, Wall and Ceiling Finishes | 96C | Hack off existing internal wall plaster; leaving surface ready for new finish | 200 | m2 |  | 0
1170 | Floor, Wall and Ceiling Finishes | 96D | Remove existing drylining, insulation and battens to walls; leaving surface ready for new finish | 200 | m2 |  | 0
1171 | Floor, Wall and Ceiling Finishes | 96E | Repair hardwall plaster to blockwork base in isolated areas; area not exceeding 2 sq m | 200 | no |  | 0
1172 | Floor, Wall and Ceiling Finishes | 96F | Repair damage to plasterboard finished walls or partitions, in isolated areas; area not exceeding 2 sq m | 200 | no |  | 0
1173 | Floor, Wall and Ceiling Finishes | 96G | Remove timber panelling; leaving surface ready for new finish | 200 | m2 |  | 0
1174 | Floor, Wall and Ceiling Finishes | 96H | Remove wall tiles; leaving surface ready for new finish | 100 | m2 |  | 0
1175 | Floor, Wall and Ceiling Finishes
1176 | Floor, Wall and Ceiling Finishes |  | Ceiling Finishes
1177 | Floor, Wall and Ceiling Finishes | 96I | Bond and skim existing plastered ceilings , 5mm thick; including any necessary repair work | 200 | m2 |  | 0
1178 | Floor, Wall and Ceiling Finishes | 96J | One coat of bonding filler; one base coat; one finishing coat of approved plastic cement compound ; stipple finish to existing plaster ceilings | 200 | m2 |  | 0
1179 | Floor, Wall and Ceiling Finishes | 96K | Hack off ceiling plaster; leaving surface ready for new finish | 200 | m2 |  | 0
1180 | Floor, Wall and Ceiling Finishes | 96L | Remove polystyrene tiles from ceiling; leaving surface reday for new finish | 200 | m2 |  | 0
1181 | Floor, Wall and Ceiling Finishes | 96M | Replaster damaged ceiling; in isolated areas, area not exceeding 1 sq m | 50 | no |  | 0
1182 | Floor, Wall and Ceiling Finishes | 97A | Remove existing ceiling grid and ceiling tiles; set aside for reuse; not exceeding 25m2 | 10 | no |  | 0
1183 | Floor, Wall and Ceiling Finishes | 97B | Refit existing ceiling grid and ceiling tiles | 10 | no |  | 0
1184 | Floor, Wall and Ceiling Finishes | 97C | Remove existing ceiling grid and ceiling tiles; set aside for reuse; not exceeding 50m2 | 10 | no |  | 0
1185 | Floor, Wall and Ceiling Finishes | 97D | Refit existing ceiling grid and ceiling tiles | 10 | no |  | 0
1186 | Floor, Wall and Ceiling Finishes
1187 | Floor, Wall and Ceiling Finishes |  | NEW WORK
1188 | Floor, Wall and Ceiling Finishes |  | Floor Finishes
1189 | Floor, Wall and Ceiling Finishes | 97E | Quick step vinyl floor tiles; cottage oak natural fixed in accordance with manufactuers instructions | 200 | m2 |  | 0
1190 | Floor, Wall and Ceiling Finishes | 97F | Quick step vinyl floor tiles; light grey travertin fixed in accordance with manufactuers instructions | 200 | m2 |  | 0
1191 | Floor, Wall and Ceiling Finishes | 97G | Self levelling compound to concrete floors; average 50mm thick | 200 | m2 |  | 0
1192 | Floor, Wall and Ceiling Finishes | 97H | Linoleum flooring; 3.5mm thick, class 41 moderate suitable for light industrial use | 200 | m2 |  | 0
1193 | Floor, Wall and Ceiling Finishes | 97I | High slip risk flooring to bathrooms/changing rooms | 200 | m2 |  | 0
1194 | Floor, Wall and Ceiling Finishes | 97J | Carpet tiles; 150 x 150 x 5mm | 200 | m2 |  | 0
1195 | Floor, Wall and Ceiling Finishes | 97K | Slip resistant ceramic tile to bathrooms/shower rooms/changing rooms; 150 x 150 x 5mm | 200 | m2 |  | 0
1196 | Floor, Wall and Ceiling Finishes | 97L | Slip resistant ceramic tiles in isolated areas not exceeding 2 m2; 150 x 150 x 5mm | 100 | no |  | 0
1197 | Floor, Wall and Ceiling Finishes | 97M | Slip resistant ceramic skirting tile; 100 x 50 x 5mm | 100 | m |  | 0
1198 | Floor, Wall and Ceiling Finishes |  | Timber Flooring
1199 | Floor, Wall and Ceiling Finishes | 97N | 6mm thick WBP plywood fixed to existing floorboards | 250 | m2 |  | 0
1200 | Floor, Wall and Ceiling Finishes | 98A | 18mm thick T&G flooring fixed to existing joists |  |  |  | 0
1201 | Floor, Wall and Ceiling Finishes | 98B | Install contract rubber roll matting ; small areas not exceeding 5m2 | 100 | no |  | 0
1202 | Floor, Wall and Ceiling Finishes | 98C | Install contract rubber roll matting ; large areas exceeding 5m2 | 200 | m2 |  | 0
1203 | Floor, Wall and Ceiling Finishes | 98D | Heronrib matting, Slip Resistance Test DIN 51097, Classification A, B and C, 1000mm wide | 100 | m |  | 0
1204 | Floor, Wall and Ceiling Finishes | 98E | Heronrib matting, Slip Resistance Test DIN 51097, Classification A, B and C, 500mm wide | 100 | m |  | 0
1205 | Floor, Wall and Ceiling Finishes | 98F | Tufted filled synthetic grass carpet; Yarn material : PE monofilament straight + PP monofilament curled; Yarn type : 12.000/6 dTex + 5.200/8 dTex; Yarn quality : environmental friendly, UV stabilized, UV stability meets DIN 53387 standard; Pile height 35 mm; Stitches per 10cm : 15; Total weight : 2.770 gr/m | 200 | m2 |  | 0
1206 | Floor, Wall and Ceiling Finishes
1207 | Floor, Wall and Ceiling Finishes |  | Wall Finishes Externally
1208 | Floor, Wall and Ceiling Finishes | 98G | Roughcast plaster to blockwork generally, 35mm thick work | 300 | m2 |  | 0
1209 | Floor, Wall and Ceiling Finishes | 98H | Cement and sand plaster to blockwork generally; 26mm thick work, with waterproof additive | 300 | m2 |  | 0
1210 | Floor, Wall and Ceiling Finishes | 98I | Expanded metal lathing under plaster; fixed to woodwork on blockwork | 50 | m2 |  | 0
1211 | Floor, Wall and Ceiling Finishes
1212 | Floor, Wall and Ceiling Finishes |  | Wall Finishes Internally
1213 | Floor, Wall and Ceiling Finishes | 98J | Hardwall plaster generally; bond and skim, 13mm thick work to blockwork base | 300 | m2 |  | 0
1214 | Floor, Wall and Ceiling Finishes | 98K | 12.5mm thick Wallboard plasterboard to timber or metal studs( studs elsewhere measured) | 300 | m2 |  | 0
1215 | Floor, Wall and Ceiling Finishes | 98L | 12.5mm thick Moisture resistant plasterboard to timber or metal studs( studs elsewhere measured) | 300 | m2 |  | 0
1216 | Floor, Wall and Ceiling Finishes | 99A | 12.5mm thick Wallboard plasterboard to timber or metal studs( studs elsewhere measured) | 300 | m2 |  | 0
1217 | Floor, Wall and Ceiling Finishes | 99B | 12.5mm thick Wallboard fixed to 75 x 50mm softwood battens at 400mm centres, with 60 thick insulation ; fixed to existing block wall | 300 | m2 |  | 0
1218 | Floor, Wall and Ceiling Finishes | 99C | 12.5mm thick plasterboard to timber or metal studs( studs elsewhere measured) | 300 | m2 |  | 0
1219 | Floor, Wall and Ceiling Finishes | 99D | 15mm fireline plasterboard fixed to timber or metal studs( studs elsewhere measured) | 300 | m2 |  | 0
1220 | Floor, Wall and Ceiling Finishes | 99E | Skim coat 2-3mm thick of hardwall plaster to new plasterboard base ( elsewhere measured ) | 300 | m2 |  | 0
1221 | Floor, Wall and Ceiling Finishes | 99F | Skim coat 2-3mm thick of hardwall plaster to new plasterboard base; isolated areas not exceeding 2m2 ( elsewhere measured ) | 250 | no |  | 0
1222 | Floor, Wall and Ceiling Finishes | 99G | 100 x 100 x 5mm thick glazed ceramic tiles, fixed with waterproof adhesive to walls; include for all trims as required | 200 | m2 |  | 0
1223 | Floor, Wall and Ceiling Finishes | 99H | 150 x 150 x 5mm thick glazed ceramic tiles, fixed with waterproof adhesive to walls; include for all trims as required | 200 | m2 |  | 0
1224 | Floor, Wall and Ceiling Finishes | 99I | 150 x 150 x 5mm thick glazed ceramic tiles over W.H.B.(1000 x 150mm high), fixed with waterproof adhesive to walls; include for all trims as required | 50 | no |  | 0
1225 | Floor, Wall and Ceiling Finishes | 99J | 150 x 150 x 5mm thick glazed ceramic tiles over Kitchen Worktop / Sink (3000 x 450 high), fixed with waterproof adhesive to walls; include for all trims as required | 50 | no |  | 0
1226 | Floor, Wall and Ceiling Finishes | 99K | PVC wall panels 10mm thick fixed directly to wall in bathroom shower areas ; include for chrome trim and chrome corner quadrant ; sealant and panel adhesive | 100 | m2 |  | 0
1227 | Floor, Wall and Ceiling Finishes | 100A | PVC wall panels 10mm thick fixed to and including 18mm thick marine plywood backing to shower areas in bathroom ; include for chrome trim and chrome corner quadrant ; sealant and panel adhesive | 100 | m2 |  | 0
1228 | Floor, Wall and Ceiling Finishes |  | Internal Insulation
1229 | Floor, Wall and Ceiling Finishes |  | Insulated plasterboard to internal leaf of external wall
1230 | Floor, Wall and Ceiling Finishes | 100B | 37.5mm thick fixed to inside face of external wall; tape joints ( skim coat elsewhere measured ) | 500 | m2 |  | 0
1231 | Floor, Wall and Ceiling Finishes | 100C | 62.5mm thick fixed to inside face of external wall; tape joints ( skim coat elsewhere measured ) | 500 | m2 |  | 0
1232 | Floor, Wall and Ceiling Finishes | 100D | 37.5mm thick fixed to window reveals ; tape joints ( skim coat elsewhere measured ) | 500 | m |  | 0
1233 | Floor, Wall and Ceiling Finishes | 100E | 62.5mm thick fixed to window reveals ; tape joints ( skim coat elsewhere measured ) | 500 | m |  | 0
1234 | Floor, Wall and Ceiling Finishes | 100F | 37.5mm thick insulated plasterboard with Vapour Control Layer (VCL); 70x50mm battens at 400mm centres fixed to blockwork wall ; 70mm insulation fixed between battens ;Vapour control layer ; 25mm solid insulation fixed over VCL layer between 25mm counter battens ; 12.5mm plasterboard ready for skim and decoration ( skim and decoration elsewhere measured) | 500 | m2 |  | 0
1235 | Floor, Wall and Ceiling Finishes | 100G | 62.5mm thick insulated plasterboard with Vapour Control Layer (VCL); 70x50mm battens at 400mm centres fixed to blockwork wall ; 70mm insulation fixed between battens ;Vapour control layer ; 25mm solid insulation fixed over VCL layer between 25mm counter battens ; 12.5mm plasterboard ready for skim and decoration ( skim and decoration elsewhere measured) | 500 | m2 |  | 0
1236 | Floor, Wall and Ceiling Finishes
1237 | Floor, Wall and Ceiling Finishes |  | Ceiling Finishes
1238 | Floor, Wall and Ceiling Finishes | 101A | Foil backed insulated plasterboard 37.5mm thick fixed to existing ceiling ; include for skim coat and leave ready for decoration (decoration elsewhere measured ) | 500 | m2 |  | 0
1239 | Floor, Wall and Ceiling Finishes | 101B | 12.5mm thick Wallboard to ceilings include for Skim coat 2-3 thick of hardwall plaster | 500 | m2 |  | 0
1240 | Floor, Wall and Ceiling Finishes | 101C | 12.5mm thick Wallboard to ceilings include for Skim coat 2-3 thick of hardwall plaster ; isolated areas < 2 sq. m. | 100 | no |  | 0
1241 | Floor, Wall and Ceiling Finishes | 101D | Double layer of 12.5mm thick wallboard; joints staggered , to ceilings | 500 | m2 |  | 0
1242 | Floor, Wall and Ceiling Finishes | 101E | Double layer of 12.5mm thick moisture resistant plasterboard; joints staggered , to ceilings | 500 | m2 |  | 0
1243 | Floor, Wall and Ceiling Finishes | 101F | Install steel Suspended Ceiling System complete to concrete floor slab; chrome finish to receive 600 x 600 mineral ceiling tiles in square grid layout(elsewhere measured) | 500 | m2 |  | 0
1244 | Floor, Wall and Ceiling Finishes | 101G | Install ceilings 600 x 600 mineral ceiling tiles to pre installed suspended square grid ceiling system (elsewhere measured) | 500 | m2 |  | 0
1245 | Floor, Wall and Ceiling Finishes | 101H | Extra over the above for cutting forming holes for lights and other services | 100 | no |  | 0
1246 | Floor, Wall and Ceiling Finishes | 101I | Replace individual damaged 600 x 600 mineral ceiling tiles in isolated areas not exceeding 2m2 | 100 | no |  | 0
1247 | Floor, Wall and Ceiling Finishes
1248 | Floor, Wall and Ceiling Finishes |  | Amount for Floor, Wall and Ceiling Finishes |  |  |  | 0
1249 | Floor, Wall and Ceiling Finishes
1250 | Painting and Decorating |  | PAINTING AND DECORATING
1251 | Painting and Decorating |  | NOTES
1252 | Painting and Decorating | 103A | Painting to new and existing surfaces to include all preparatory work, rubbing down between coats etc. |  | Note |  | 0
1253 | Painting and Decorating
1254 | Painting and Decorating |  | DEMOLITIONS AND ALTERATIONS
1255 | Painting and Decorating |  | Generally
1256 | Painting and Decorating | 103B | Powerhosing walls to remove grit , moss etc. prior to painting | 300 | m2 |  | 0
1257 | Painting and Decorating | 103C | Completely remove graffiti, areas not exceeding 10m2 | 30 | no |  | 0
1258 | Painting and Decorating | 103D | Completely remove graffiti, areas exceeding 10m2 | 30 | No |  | 0
1259 | Painting and Decorating
1260 | Painting and Decorating |  | NEW WORK
1261 | Painting and Decorating |  | External
1262 | Painting and Decorating |  | Wood surfaces; external; 2 coats of exterior flexible undercoat; followed by top coat of exterior high gloss
1263 | Painting and Decorating | 103E | not exceeding 150mm girth | 250 | m |  | 0
1264 | Painting and Decorating | 103F | 150 - 300mm girth | 250 | m |  | 0
1265 | Painting and Decorating | 103G | over 300mm girth | 100 | m2 |  | 0
1266 | Painting and Decorating | 103H | door and frame;both sides; typical size 2.150 x 1.0m; external side only | 20 | no |  | 0
1267 | Painting and Decorating | 103I | door with glazed side screen and frame; both sides; typical size 2.150 x 1.0m | 20 | no |  | 0
1268 | Painting and Decorating |  | Structural metalwork; steel members of training towers and the like; cleaning down with wire brush prior to decoration;
1269 | Painting and Decorating |  | General Surfaces
1270 | Painting and Decorating | 103J | over 300mm girth | 100 | m2 |  | 0
1271 | Painting and Decorating | 103K | isolated surfaces, not exceeding 300mm girth | 50 | m |  | 0
1272 | Painting and Decorating |  | Non-structural metalwork; cleaning down with wire brush prior to decoration;
1273 | Painting and Decorating |  | General Surfaces
1274 | Painting and Decorating | 104A | over 300mm girth | 100 | m2 |  | 0
1275 | Painting and Decorating | 104B | isolated surfaces, not exceeding 300mm girth | 50 | m |  | 0
1276 | Painting and Decorating |  | Roughcast plastered walls; One coat of stabilising primer and one coat exterior masonry paint
1277 | Painting and Decorating | 104C | 150 - 300mm girth | 100 | m |  | 0
1278 | Painting and Decorating | 104D | over 300mm girth | 500 | m2 |  | 0
1279 | Painting and Decorating | 104E | isolated areas < 2 sq. m. | 100 | no |  | 0
1280 | Painting and Decorating |  | Smooth plastered walls; One coat of stabilising primer and one coat exterior masonry paint
1281 | Painting and Decorating | 104F | 150 - 300mm girth | 100 | m |  | 0
1282 | Painting and Decorating | 104G | over 300mm girth | 500 | m2 |  | 0
1283 | Painting and Decorating | 104H | isolated areas < 2 sq. m. | 100 | no |  | 0
1284 | Painting and Decorating |  | Concrete walls; One coat of stabilising primer and one coat exterior masonry paint
1285 | Painting and Decorating | 104I | 150 - 300mm girth | 100 | m |  | 0
1286 | Painting and Decorating | 104J | over 300mm girth | 500 | m2 |  | 0
1287 | Painting and Decorating | 104K | isolated areas < 2 sq. m. | 100 | no |  | 0
1288 | Painting and Decorating |  | Concrete ceilings; One coat of stabilising primer and one coat exterior masonry paint
1289 | Painting and Decorating | 104L | 150 - 300mm girth | 100 | m |  | 0
1290 | Painting and Decorating | 104M | over 300mm girth | 500 | m2 |  | 0
1291 | Painting and Decorating | 104N | isolated areas < 2 sq. m. | 100 | no |  | 0
1292 | Painting and Decorating
1293 | Painting and Decorating |  | Internal
1294 | Painting and Decorating |  | Wood surfaces; internal; three coats woodsheen
1295 | Painting and Decorating | 105A | not exceeding 150mm girth | 250 | m |  | 0
1296 | Painting and Decorating | 105B | 150 - 300mm girth | 250 | m |  | 0
1297 | Painting and Decorating | 105C | over 300mm girth | 100 | m2 |  | 0
1298 | Painting and Decorating | 105D | isolated areas < 2 sq. m. | 100 | no |  | 0
1299 | Painting and Decorating | 105E | door and frame; both sides; 2.150 x 1.0m | 20 | no |  | 0
1300 | Painting and Decorating | 105F | door and frame with glazed top panel; both sides; 2.4 x 1.0m | 20 | no |  | 0
1301 | Painting and Decorating |  | Plastered walls; one cost of Trade undercoat and 2 coats of Trade vinyl matt
1302 | Painting and Decorating | 105G | 150 - 300mm girth | 100 | m |  | 0
1303 | Painting and Decorating | 105H | over 300 girth | 200 | m2 |  | 0
1304 | Painting and Decorating | 105I | isolated areas < 2 sq. m. | 100 | no |  | 0
1305 | Painting and Decorating |  | Ceilings; one coat Trade undercoat and 2 coats of vinyl matt
1306 | Painting and Decorating | 105J | over 300 girth | 150 | m2 |  | 0
1307 | Painting and Decorating | 105K | isolated areas < 2 sq. m. | 100 | no |  | 0
1308 | Painting and Decorating |  | Polyurethane PU 800 E epoxy resin applied to concrete floors; applied in accordance with manufacturers instructions
1309 | Painting and Decorating | 105L | over 300 girth | 150 | m2 |  | 0
1310 | Painting and Decorating | 105M | isolated areas < 2 sq. m. | 100 | no |  | 0
1311 | Painting and Decorating |  | Painting Metal Surfaces
1312 | Painting and Decorating |  | Wire brush prepare and clean ; apply one coat white pigmented styrenated acrylic water - base primer - sealer stain killer and bond coat. . Apply 2 coats oil gloss; colour to later selection.
1313 | Painting and Decorating | 106A | single gates and frames; typical size 1000 x 2100mm | 20 | no |  | 0
1314 | Painting and Decorating | 106B | double gates and frames; typical size 2500 x 2100mm | 20 | no |  | 0
1315 | Painting and Decorating | 106C | metal division railed balustrades; 1200 high, including dividing bars at 100mm centres, 2 no. horizontal rails and vertical posts at 1500 centres; handrails measured seperately | 100 | m |  | 0
1316 | Painting and Decorating | 106D | metal division railings; 1200mm high, including dividing bars at 100mm centres, 2 no. horizontal rails and vertical posts at 1500 centres | 100 | m |  | 0
1317 | Painting and Decorating | 106E | metal division railings; 2100mm high, including dividing bars at 100mm centres, 2 no. horizontal rails and vertical posts at 1500 centres | 100 | m |  | 0
1318 | Painting and Decorating | 106F | metal handrails; flats typically 50 x 15mm; include for painting wall fixings at 1500 typical centres | 100 | m |  | 0
1319 | Painting and Decorating | 106G | metal handrails; circular type typically 50mm diameter; include for painting wall fixings at 1500mm typical centres | 100 | m |  | 0
1320 | Painting and Decorating | 106H | 100mm diameter cast iron gutters | 100 | m |  | 0
1321 | Painting and Decorating | 106I | 100mm diameter cast iron downpipes | 100 | m |  | 0
1322 | Painting and Decorating |  | non drip gloss; 2 coats, prepare and clean surfaces in accordance with manufacturers instruction
1323 | Painting and Decorating |  | Radiators; single or double (& Flat or Convector) Panel Radiators
1324 | Painting and Decorating | 106J | 1800 x 600mm | 20 | no |  | 0
1325 | Painting and Decorating | 106K | 1200 x 600mm | 20 | no |  | 0
1326 | Painting and Decorating | 107A | 900 x 600mm | 20 | no |  | 0
1327 | Painting and Decorating |  | Heating pipes
1328 | Painting and Decorating | 107B | Not exceeding 50mm diameter | 50 | m |  | 0
1329 | Painting and Decorating | 107C | 50 - 150mm diameter | 50 | m |  | 0
1330 | Painting and Decorating
1331 | Painting and Decorating |  | Amount for Painting and Decorating |  |  |  | 0
1332 | Painting and Decorating
1333 | Mechanical Services |  | MECHANICAL SERVICES
1334 | Mechanical Services |  | MECHANICAL SERVICES
1335 | Mechanical Services
1336 | Mechanical Services |  | DEMOLITIONS AND ALTERATIONS
1337 | Mechanical Services |  | Rates below to include for the removal of the existing redundant part and disposal in accordance with EU Waste Electrical and Electronic Equipment Regulations 2014 where appropriate.
1338 | Mechanical Services |  | Removal of the following:
1339 | Mechanical Services | 109A | WC Suite complete, leaving services ready for the installation of replacement | 50 | no |  | 0
1340 | Mechanical Services | 109B | WC pan complete, leaving services ready for the installation of replacement | 50 | no |  | 0
1341 | Mechanical Services | 109C | WC close coupled cistern complete, leaving services ready for the installation of replacement | 50 | no |  | 0
1342 | Mechanical Services | 109D | WC wash down cistern complete, leaving services ready for the installation of replacement | 50 | no |  | 0
1343 | Mechanical Services | 109E | WC multiwick | 50 | no |  | 0
1344 | Mechanical Services | 109F | WHB complete, including taps, fixing brackets and pedestal, leaving services ready for the installation of replacement | 50 | no |  | 0
1345 | Mechanical Services | 109G | WHB pop up waste, size DN40 | 50 | no |  | 0
1346 | Mechanical Services | 109H | Exposed single sequential thermostatic mixing valve; fitted to existing pipework | 50 | no |  | 0
1347 | Mechanical Services | 109I | Concealed/recessed single sequential thermostatic mixing valve; fitted to existing pipework | 50 | no |  | 0
1348 | Mechanical Services | 109J | Shower tray complete, leaving services ready for the installation of replacement | 50 | no |  | 0
1349 | Mechanical Services | 109K | Shower screen complete, leaving services ready for the installation of replacement | 50 | no |  | 0
1350 | Mechanical Services | 109L | Shower door complete, leaving services ready for the installation of replacement | 50 | no |  | 0
1351 | Mechanical Services | 110A | SS sink with drainer, including taps, leaving services ready for the installation of replacement | 50 | no |  | 0
1352 | Mechanical Services | 110B | Exposed sequential shower mixer with extended lever, leaving services ready for the installation of replacement | 50 | no |  | 0
1353 | Mechanical Services | 110C | Exposed thermostatic shower mixer and shower kit, leaving services ready for the installation of replacement | 50 | no |  | 0
1354 | Mechanical Services |  | Hot water booster pump and all associated fittings; include for draining down system as required | 20 | no |  | 0
1355 | Mechanical Services | 110D | Commercial dishwasher, leaving services ready for the installation of replacement | 10 | no |  | 0
1356 | Mechanical Services | 110E | Commercial gas cooker, leaving services ready for the installation of replacement | 10 | no |  | 0
1357 | Mechanical Services | 110F | Commercial electric hob, leaving services ready for the installation of replacement | 10 | no |  | 0
1358 | Mechanical Services | 110G | Commercial electric oven, leaving services ready for the installation of replacement | 10 | no |  | 0
1359 | Mechanical Services
1360 | Mechanical Services |  | NEW WORKS
1361 | Mechanical Services |  | First fix plumbing:
1362 | Mechanical Services | 110H | include for all fixings in the length as required. | 1 | note |  | 0
1363 | Mechanical Services | 110I | Replace 12mm copper pipework | 100 | m |  | 0
1364 | Mechanical Services | 110J | Replace 12mm elbows | 20 | no |  | 0
1365 | Mechanical Services | 110K | Replace tees 12 x 12 x 12mm | 20 | no |  | 0
1366 | Mechanical Services | 110L | Repalce tees 12 x 12 x 19mm | 20 | no |  | 0
1367 | Mechanical Services | 110M | Replace tees 12 x 12 x 25mm | 20 | no |  | 0
1368 | Mechanical Services | 110N | Replace blank caps; 12mm | 20 | no |  | 0
1369 | Mechanical Services | 110O | Replace gate valves to 12mm copper pipework | 20 | no |  | 0
1370 | Mechanical Services | 110P | Replace 19mm copper pipework | 100 | m |  | 0
1371 | Mechanical Services | 110Q | Replace 19mm elbows | 20 | no |  | 0
1372 | Mechanical Services | 111A | Replace tees 19 x 19 x 19mm | 20 | no |  | 0
1373 | Mechanical Services | 111B | Repalce tees 19 x 19 x 12mm | 20 | no |  | 0
1374 | Mechanical Services | 111C | Replace tees 19 x 19 x 25mm | 20 | no |  | 0
1375 | Mechanical Services | 111D | Replace blank caps; 19mm | 20 | no |  | 0
1376 | Mechanical Services | 111E | Replace gate valves to 19mm copper pipework | 20 | no |  | 0
1377 | Mechanical Services | 111F | Replace 25mm copper pipework | 100 | m |  | 0
1378 | Mechanical Services | 111G | Replace 25mm elbows | 20 | no |  | 0
1379 | Mechanical Services | 111H | Replace tees 25 x 25 x 25mm | 20 | no |  | 0
1380 | Mechanical Services | 111I | Repalce tees 25 x 25 x 12mm | 20 | no |  | 0
1381 | Mechanical Services | 111J | Replace tees 25 x 25 x 19mm | 20 | no |  | 0
1382 | Mechanical Services | 111K | Replace blank caps; 25mm | 20 | no |  | 0
1383 | Mechanical Services | 111L | Replace gate valves to 25mm copper pipework | 20 | no |  | 0
1384 | Mechanical Services
1385 | Mechanical Services |  | Installation of the following:
1386 | Mechanical Services |  | Culinary Fittings; Sanitary and Hygeine Fittings; Cleaning and Maintenance Fittings
1387 | Mechanical Services | 111M | all the following items connected to existing pipework |  | note |  | 0
1388 | Mechanical Services | 111N | WC Pan, white china, soft close seat and cover; multi wick, mechanical fixings to floor and silicone sealant | 50 | no |  | 0
1389 | Mechanical Services | 111O | WC Suite, bottom supply, internal overflow, white china pan, soft close seat and cover, push button dual flush valve cistern, multi-wick; 6L capacity, isolating valve, mechanical fixings to floor and silicone sealant | 50 | no |  | 0
1390 | Mechanical Services | 111P | WC Cistern, close coupled, push button dual flush valve, 6L capacity, isolating valve | 50 | no |  | 0
1391 | Mechanical Services | 111Q | Cistern, dual flush, 4.5/3 litre, dual flush, isolating valve | 50 | no |  | 0
1392 | Mechanical Services | 112A | WHB, white china semi pedistal, size 55cm x 40cm, tap hole, chainstay hole, overflow hole, silver dual control tap set, one hole basin mixer with pop-up waste, size DN 40, standard P-trap, isolating valves, flexi hoses | 50 | no |  | 0
1393 | Mechanical Services | 112B | stainless steel floor mounted urinal trough, or equal approved; 2400x1200mm; | 5 | no |  | 0
1394 | Mechanical Services | 112C | Stainless steel urinal; wall mounted; 1200mm; including weight appropriate fixings as required | 5 | no |  | 0
1395 | Mechanical Services | 112D | Stainless steel urinal; wall mounted; 1800mm; including weight appropriate fixings as required | 5 | no |  | 0
1396 | Mechanical Services | 112E | Stainless steel urinal; wall mounted; 2100mm; including weight appropriate fixings as required | 5 | no |  | 0
1397 | Mechanical Services | 112F | Mirrors; 650x1200x6mm, CP dome wood top screws with polyethylene sleeves and washers, Class C safety glass with aluminium safety foilbacking, polished bevel | 50 | no |  | 0
1398 | Mechanical Services | 112G | SS sink unit, single bowl with drainage board, 1000 x 600 x 250mm, chrome plated two handle sink mixer with single flow swivel spout, in built water saving limiter and flow regulator aerator, chrome steel flange basket strainer, traps, tubular, P trap with spigot connections | 50 | no |  | 0
1399 | Mechanical Services | 112H | low profile square flat top shower tray, 900mm type, standard waste and trap | 50 | no |  | 0
1400 | Mechanical Services | 112I | Low profile quadrant shower tray, 900mm type, standard waste and trap | 50 | no |  | 0
1401 | Mechanical Services | 112J | Pivot corner door shower screen, 6mm toughened clear safety glass, 900mm type | 50 | no |  | 0
1402 | Mechanical Services | 112K | Pivot quadrant door shower screen, 6mm toughened clear safety glass, 900mm type | 50 | no |  | 0
1403 | Mechanical Services | 113A | Exposed sequential shower mixer with extended lever, connected to existing pipework | 50 | no |  | 0
1404 | Mechanical Services | 113B | Exposed thermostatic shower mixer and M3 shower kit, connected to existing pipework | 50 | no |  | 0
1405 | Mechanical Services | 113C | Exposed single sequential thermostatic mixing valve; fitted to existing pipework | 50 | no |  | 0
1406 | Mechanical Services | 113D | Concealed/recessed single sequential thermostatic mixing valve; fitted to existing pipework | 50 | no |  | 0
1407 | Mechanical Services | 113E | Dual theromstatic shower mixer; rigid riser bar; surface mounted; connected to existing pipework | 20 | no |  | 0
1408 | Mechanical Services | 113G | Concealed/recessed single sequential thermostatic mixing valve; fitted to existing pipework | 20 | no |  | 0
1409 | Mechanical Services
1410 | Mechanical Services |  | Carry out the following routine maintenanace operations:
1411 | Mechanical Services
1412 | Mechanical Services |  | Culinary Fittings
1413 | Mechanical Services |  | Fit only the following items, appliances to order by specification
1414 | Mechanical Services | 116H | Fit wet type bain-marie | 10 | no |  | 0
1415 | Mechanical Services | 116I | Fit Burco boiler; 10 Ltr. autofill countertop | 10 | no |  | 0
1416 | Mechanical Services | 116J | Fit commercial dishwasher | 10 | no |  | 0
1417 | Mechanical Services | 116K | Fit commercial gas cooker | 10 | no |  | 0
1418 | Mechanical Services | 116L | Fit commercial electric hob | 10 | no |  | 0
1419 | Mechanical Services | 116M | Fit commercial electric oven | 10 | no |  | 0
1420 | Mechanical Services | 116N | Replace pump to commercial dishwasher | 10 | no |  | 0
1421 | Mechanical Services
1422 | Mechanical Services |  | Fit the following items:
1423 | Mechanical Services | 117A | Canopy extract fan, speed controller and all associated ductwork | 10 | no |  | 0
1424 | Mechanical Services
1425 | Mechanical Services |  | Carry out the following routine maintenanace operations as required
1426 | Mechanical Services |  | Heating Centre; Drainage and Refuse Disposal; Water Distribution; Space Cooling and Heating; Ventilation and Air Conditioning
1427 | Mechanical Services |  | Replace undersized or defective double panel radiator; to include TRV; modify and make good all pipework as necessary, fill and vent system on completion
1428 | Mechanical Services | 117E | Double panel convector radiator; 600x800mm; Type 21 | 20 | no |  | 0
1429 | Mechanical Services | 117F | Double panel convector radiator; 600x800mm; Type 22 | 20 | no |  | 0
1430 | Mechanical Services | 117G | Double panel convector radiator; 600x1000mm; Type 21 | 20 | no |  | 0
1431 | Mechanical Services | 117H | Double panel convector radiator; 600x1000mm; Type 22 | 20 | no |  | 0
1432 | Mechanical Services | 117I | Double panel convector radiator; 600x1200mm; Type 21 | 20 | no |  | 0
1433 | Mechanical Services | 117J | Double panel convector radiator; 600x1200mm; Type 22 | 20 | no |  | 0
1434 | Mechanical Services | 117K | Double panel convector radiator; 600x1800mm; Type 21 | 20 | no |  | 0
1435 | Mechanical Services | 117L | Double panel convector radiator; 600x1800mm; Type 22 | 20 | no |  | 0
1436 | Mechanical Services | 118C | Check heating system, balancing radiators where required/appropriate | 50 | no |  | 0
1437 | Mechanical Services | 118D | Fit booster pump for hot water and fit anti vibration pad; positive head, including all pipework connections; draining down system as required and refilling on completion | 50 | no |  | 0
1438 | Mechanical Services | 118E | Fit booster pump for hot water and fit anti vibration pad; negative head, including all pipework connections; draining down system as required and refilling on completion | 50 | no |  | 0
1439 | Mechanical Services | 118F | Drain heating system, refilling on completion, anti corrosion fluid | 50 | no |  | 0
1440 | Mechanical Services | 118G | Replace 3 port motorised valve | 50 | no |  | 0
1441 | Mechanical Services | 118H | Service domestic type gas boiler | 50 | no |  | 0
1442 | Mechanical Services | 118I | Service domestic type oil boiler | 50 | no |  | 0
1443 | Mechanical Services | 118K | Install blow heater in canteen, 2000W minimum, all electrical works and surface mounted trunking to nearest power supply point, 25m max distance | 50 | no |  | 0
1444 | Mechanical Services | 118L | Service commercial type gas boiler | 50 | no |  | 0
1445 | Mechanical Services | 118M | Service commercial type oil boiler | 50 | no |  | 0
1446 | Mechanical Services | 118N | Replace circulation pump for central heating; 5M head | 50 | no |  | 0
1447 | Mechanical Services | 118O | Replace circulation pump for central heating; 8M head | 50 | no |  | 0
1448 | Mechanical Services | 118P | Replace leaking HW cylinder flange seal | 50 | no |  | 0
1449 | Mechanical Services | 118Q | Replace motorised valves | 50 | no |  | 0
1450 | Mechanical Services | 118R | Replace immersion to HW cylinder | 50 | no |  | 0
1451 | Mechanical Services | 119A | Replace 350L HW cylinder including all pipework connections | 50 | no |  | 0
1452 | Mechanical Services | 119B | Replace Grundfos TP 32-80/4 A-F-A-BAQE single-stage, close-coupled, volute pump with in-line suction and discharge ports of identical diameter. The pump is of the top-pull-out design, i.e. the power head (motor, pump head and impeller) can be removed for maintenance or service while the pump housing remains in the pipework. The pump is fitted with an unbalanced rubber bellows seal. The shaft seal is according to EN 12756. Pipework connection is via PN 16 DIN flanges (EN 1092-2 and ISO 7005-2). The pump is fitted with a fan-cooled asynchronous motor. | 50 | no |  | 0
1453 | Mechanical Services | 119C | Expansion vessel; 12 ltr; include for connection to existing system; refilling system as required | 20 | no |  | 0
1454 | Mechanical Services | 119D | Expansion vessel; 18 ltr; include for connection to existing system; refilling system as required | 20 | no |  | 0
1455 | Mechanical Services | 119E | Expansion vessel; 24 ltr; include for connection to existing system; refilling system as required | 20 | no |  | 0
1456 | Mechanical Services | 119F | 56kW External LPG Water Heater and Controller (1 Boiler Pack); wall hung condensing instant water heater; three connections to fit gas, cold water in and hot water out; include for making connection to existing in-situ water supply; include for all masonry fixings as required | 10 | no |  | 0
1457 | Mechanical Services | 119G | 5L Undersink Water Heater; include for making connection to existing in-situ water supply; fixed in position including fixings as required | 10 | no |  | 0
1458 | Mechanical Services
1459 | Mechanical Services |  | Disabled Persons Equipment
1460 | Mechanical Services | 119H | Supply and fit Doc M standard pack with white grab rails, seat and hinged support | 20 | no |  | 0
1461 | Mechanical Services | 120A | Supply and fit Doc M shower room pack with folding shower seat and back support in grey, 3 white grab rails 600mm long, 2 white hinged rails and 2 x 450 mm long handrails in white, lever operated thermostatic mixer, handset holder, handset and hose ,shower head, lever operated diverter, 1200 x 1200mm shower curtain, angle rail and clothes hook | 20 | no |  | 0
1462 | Mechanical Services | 120B | Supply and fit straight handrail 600 long screwed to tiled wall | 20 | no |  | 0
1463 | Mechanical Services | 120C | Supply and fit 90 degree angled handrail | 20 | no |  | 0
1464 | Mechanical Services | 120D | Supply and fit angled handrail size 450 x 450 | 20 | no |  | 0
1465 | Mechanical Services | 120E | Supply and fit hinged support rail | 20 | no |  | 0
1466 | Mechanical Services
1467 | Mechanical Services |  | Fire Stopping to Service Pipes
1468 | Mechanical Services | 120F | Fire stopping 100mm service pipes at ceiling level through concrete slab | 50 | no |  | 0
1469 | Mechanical Services | 120G | Fire stopping 100mm service pipes at floor level through concrete slab | 50 | no |  | 0
1470 | Mechanical Services | 120H | Fire stopping 10-50mm service pipes through internal 100 thick concrete walls | 50 | no |  | 0
1471 | Mechanical Services | 120I | Fire stopping 50-100mm service pipes through internal 100 thick concrete walls | 50 | no |  | 0
1472 | Mechanical Services | 120J | Fire stopping 50-100mm service pipes through internal 200 thick party walls | 50 | no |  | 0
1473 | Mechanical Services
1474 | Mechanical Services |  | Soil Pipe
1475 | Mechanical Services | 120K | Remove existing cast iron soil pipe fixed to external wall, and set aside, typical height 6m | 50 | no |  | 0
1476 | Mechanical Services | 120L | Remove existing cast iron soil pipe fixed to external wall, and set aside, typical height 6-12m | 50 | no |  | 0
1477 | Mechanical Services | 120M | 100mm PVC soil pipe, less than or equal to 6.00m | 50 | no |  | 0
1478 | Mechanical Services | 120N | 100mm PVC soil pipe, 6.00 - 12.00m | 50 | no |  | 0
1479 | Mechanical Services | 121A | 100mm PVC branch | 50 | no |  | 0
1480 | Mechanical Services | 121B | 100mm PVC bend | 50 | no |  | 0
1481 | Mechanical Services | 121C | 100mm boss | 50 | no |  | 0
1482 | Mechanical Services | 121D | 100mm cowl | 50 | no |  | 0
1483 | Mechanical Services | 121E | 25mm waste connection collars | 100 | no |  | 0
1484 | Mechanical Services
1485 | Mechanical Services |  | Amount for Mechanical Services including drainage |  |  |  | 0
1486 | Mechanical Services
1487 | Electrical Services |  | ELECTRICAL SERVICES
1488 | Electrical Services |  | ELECTRICAL SERVICES
1489 | Electrical Services |  | All electrical work shall be earthed and bonded in accordance with current electrical and building regulations. It will not compromise any firestopping or structural integrity, sound insulation, thermal insulation or any other construction related matters. The contractor must provide all relevant certification on completion |  |  |  | 0
1490 | Electrical Services
1491 | Electrical Services |  | DEMOLITIONS AND ALTERATIONS
1492 | Electrical Services |  | Rates below to include for the removal of the existing redundant part and disposal in accordance with EU Waste Electrical and Electronic Equipment Regulations 2014 where appropriate.
1493 | Electrical Services |  | Removal of the following:
1494 | Electrical Services | 123A | Single sockets | 100 | no |  | 0
1495 | Electrical Services | 123B | Double sockets | 100 | no |  | 0
1496 | Electrical Services | 123C | Hand dryer | 100 | no |  | 0
1497 | Electrical Services | 123D | Data points | 100 | no |  | 0
1498 | Electrical Services | 123E | 3KW wall mounted heater | 100 | no |  | 0
1499 | Electrical Services | 123F | Hold open door magnets | 100 | no |  | 0
1500 | Electrical Services
1501 | Electrical Services |  | NEW WORKS
1502 | Electrical Services |  | Small Power Installations
1503 | Electrical Services |  | Fit the following electrical items, to include all necessary wiring back to the nearest power supply; max 25m
1504 | Electrical Services |  | Power
1505 | Electrical Services | 123G | Distribution board, mcb's and rcbo's, 12 way TPN mcb distribution board complete with 125amp TPN isolator, LLC | 10 | no |  | 0
1506 | Electrical Services | 123H | Electricity meter, single phase kWhr electricity meter | 10 | no |  | 0
1507 | Electrical Services | 124A | Earth bar, 8 way, high quality 50mmx6mm HD copper bar, lightweight PVC insulating base with single disconnecting links, 575mm x90mm x 100 mm | 10 | no |  | 0
1508 | Electrical Services |  | Fitted in or to existing masonry background, including back box as required; making good plastered finishes
1509 | Electrical Services | 124B | Switched single sockets; 13A; white | 50 | no |  | 0
1510 | Electrical Services | 124C | Switched single sockets; 13A; metal clad | 50 | no |  | 0
1511 | Electrical Services | 124D | Switched double sockets; 13A; white | 50 | no |  | 0
1512 | Electrical Services | 124E | Switched double sockets; 13A; white; including USB connection | 50 | no |  | 0
1513 | Electrical Services | 124F | Switched double sockets; 13A; metal clad | 50 | no |  | 0
1514 | Electrical Services | 124G | Switched double sockets; 13A; metal clad; including USB connection | 50 | no |  | 0
1515 | Electrical Services | 124H | Switched double sockets; 13A; IP64 rated | 50 | no |  | 0
1516 | Electrical Services | 124I | 1 gang 1 way light switch, 10A white | 50 | no |  | 0
1517 | Electrical Services | 124J | 2 gang 1 way light switch, 10A white | 50 | no |  | 0
1518 | Electrical Services | 124K | 2 gang 2 way light switch, 10A white | 50 | no |  | 0
1519 | Electrical Services | 124L | 2 gang dry-lining knockout box; 47mm; side and base knockouts | 50 | no |  | 0
1520 | Electrical Services | 124M | 2 gang dry-lining knockout box; 47mm; side and base knockouts | 50 | no |  | 0
1521 | Electrical Services | 124N | Standard ceiling rose lighting outlet | 50 | no |  | 0
1522 | Electrical Services | 124O | Switched socket outlet, 45A cooker control unit | 50 | no |  | 0
1523 | Electrical Services | 124P | Switched fused connection unit, 13A | 50 | no |  | 0
1524 | Electrical Services | 124Q | Hand dryer, ATC Cub, 1400W connected to existing switch | 50 | no |  | 0
1525 | Electrical Services | 124R | Data points | 50 | no |  | 0
1526 | Electrical Services | 124S | Dado trunking, surface mounted, RMS ASD62/3, 150x50mm | 100 | m |  | 0
1527 | Electrical Services | 124T | 3-phase connector | 50 | no |  | 0
1528 | Electrical Services | 125A | Phone point | 50 | no |  | 0
1529 | Electrical Services | 125B | 16A 2P+E socket; IP44 rated; surface mounted; include for fixings as required | 50 | no |  | 0
1530 | Electrical Services | 125C | 32A 2P+E socket; IP44 rated; surface mounted; include for fixings as required | 50 | no |  | 0
1531 | Electrical Services | 125D | 100mm diameter wall mounted bathroom extract fan ; 240v 50 Hz 25w ; with ceiling mounted three pole isolation switch with on/off position indicator ; include for external vent and flexible cavity duct ; include for builders work forming holes , chasing etc. | 50 | no |  | 0
1532 | Electrical Services | 125E | 100mm diameter wall mounted bathroom extract fan ; 240v 50 Hz 25w ; with ceiling mounted three pole isolation switch with on/off position indicator | 50 | no |  | 0
1533 | Electrical Services | 125F | Drying room thermostat; | 50 | no |  | 0
1534 | Electrical Services | 125G | 3KW wall mounted heater, including all associated wiring | 50 | no |  | 0
1535 | Electrical Services | 125H | 2KW wall mounted heater, including all associated wiring | 50 | no |  | 0
1536 | Electrical Services | 125I | Levante 1KW slimline digital panel heater; (H)280 mm x (W)540 mm x (D)72 mm; fixing brackets supplied; fixed to background with appropriate fixings | 10 | no |  | 0
1537 | Electrical Services | 125J | 1000W electric thermal radiator; connected to exising power supply; fixed to background as appropriate | 10 | no |  | 0
1538 | Electrical Services | 125K | 1500W electric thermal radiator; connected to exising power supply; fixed to background as appropriate | 10 | no |  | 0
1539 | Electrical Services | 125L | 1800W electric thermal radiator; connected to exising supply; fixed to background as appropriate | 10 | no |  | 0
1540 | Electrical Services | 125M | Smoke detector; connected to existing power supply | 50 | no |  | 0
1541 | Electrical Services | 125N | hold open door magnet, surface mounted, including all wiring to existing connections | 50 | no |  | 0
1542 | Electrical Services | 126A | hold open door magnet, floor mounted, including all wiring to existing connections | 50 | no |  | 0
1543 | Electrical Services | 126B | Heat detector | 50 | no |  | 0
1544 | Electrical Services | 126C | Carbon monoxide head | 50 | no |  | 0
1545 | Electrical Services | 126D | 20A 3 phase isolator, 3 no. PG glands, 10mts. 3x2.5 SWA cable | 50 | no |  | 0
1546 | Electrical Services | 126E | Immersion thermostat; | 50 | no |  | 0
1547 | Electrical Services | 126F | Immersion timeclock; | 50 | no |  | 0
1548 | Electrical Services | 126G | 1.3kw storage heater complete | 50 | no |  | 0
1549 | Electrical Services | 126H | Expelair fan with timer, wired to existing on/off switch | 50 | no |  | 0
1550 | Electrical Services |  | Install the following light fittings; include for all wiring back to circuit or distribution board; 10 mts. maximum
1551 | Electrical Services | 126I | 20W LED; 230V; non corrosive; 1200mm; 1x36W; | 50 | no. |  | 0
1552 | Electrical Services |  | 40W LED; 230V; non corrosive; 1200mm; 2x36W T8 | 50 | no. |  | 0
1553 | Electrical Services |  | 30W LED; 230V; non corrosive; 1500mm; 1x58W T8 | 50 | no. |  | 0
1554 | Electrical Services |  | 60W LED; 230V; non corrosive; 1500mm; 2x58W T8 | 50 | no. |  | 0
1555 | Electrical Services | 126J | 140W LED light fitting | 50 | no |  | 0
1556 | Electrical Services | 126K | 80W LED light fitting | 50 | no |  | 0
1557 | Electrical Services | 126L | 28W 2D emergency light fitting | 50 | no |  | 0
1558 | Electrical Services | 126M | 30W LED light fitting | 50 | no |  | 0
1559 | Electrical Services | 126N | 28W 2D standard light fitting | 50 | no |  | 0
1560 | Electrical Services | 126O | 49W T5 Vapour proof fitting | 50 | no |  | 0
1561 | Electrical Services | 126P | 20W LED light fitting | 50 | no |  | 0
1562 | Electrical Services | 126Q | 40W LED light fitting | 50 | no |  | 0
1563 | Electrical Services | 126R | 140W LED light fitting | 50 | no |  | 0
1564 | Electrical Services | 126S | 80W LED light fitting | 50 | no |  | 0
1565 | Electrical Services | 126T | 28W 2D emergency fitting | 50 | no |  | 0
1566 | Electrical Services | 126U | 30W LED light fittings | 50 | no |  | 0
1567 | Electrical Services | 126V | Dusk to dawn photocell complete | 50 | no |  | 0
1568 | Electrical Services | 127A | UV insect killer | 50 | no |  | 0
1569 | Electrical Services |  | Supply and fit the following Emergency lighting
1570 | Electrical Services | 128F | LED Twin Spot; | 10 | no |  | 0
1571 | Electrical Services | 128G | LED Suspended Exit Sign | 10 | no |  | 0
1572 | Electrical Services | 128H | High Rack LED Bulkhead | 10 | no |  | 0
1573 | Electrical Services | 128I | LED Emergency Downlight | 10 | no |  | 0
1574 | Electrical Services | [5 empty] | 0
1575 | Electrical Services | 128J | LED Twin Spot | 10 | no |  | 0
1576 | Electrical Services | 128K | Jack chain, galvanised steel, maximum load 7.5kg; fixed in position to receive lighting units | 100 | m |  | 0
1577 | Electrical Services | 128L | Hook plates, galvanised steel; fixed in position to masonry to receive jack chains | 100 | no |  | 0
1578 | Electrical Services
1579 | Electrical Services |  | Commercial Domestic Equipment Repairs.
1580 | Electrical Services |  | Rates below to include for the removal of the existing redundant part and disposal in accordance with EU Waste Electrical and Electronic Equipment Regulations 2014
1581 | Electrical Services | 129A | Electrical fault to dishwasher, generally | 50 | no |  | 0
1582 | Electrical Services | 129B | Replace element heater to dishwasher | 50 | no |  | 0
1583 | Electrical Services | 129C | Electrial thermostat fault to Burco boiler; 10l countertop autofill type; | 50 | no |  | 0
1584 | Electrical Services | 129D | Replace grill element to commercial grill | 50 | no |  | 0
1585 | Electrical Services | 129E | Replace thermo coupler in deep fat fryer | 50 | no |  | 0
1586 | Electrical Services | 129F | Electrical fault to deep freezer, generally | 50 | no |  | 0
1587 | Electrical Services | 129G | Replace fridge evaporator fan motor | 50 | no |  | 0
1588 | Electrical Services | 129H | Replace cooker temperature control | 50 | no |  | 0
1589 | Electrical Services | 129I | Replace heating switch to bain-marie | 50 | no |  | 0
1590 | Electrical Services | 129J | Replace condenser pan to fridge | 50 | no |  | 0
1591 | Electrical Services | 129K | Replace 400W bulb halogen bulb for food warmer | 50 | no |  | 0
1592 | Electrical Services |  | Testing.
1593 | Electrical Services | 129L | Portable Appliance Testing; annually on demand, per station as required | 20 | no |  | 0
1594 | Electrical Services |  | Specialist Equipment.
1595 | Electrical Services | 129M | Installation of CAT 5 cable; include for metal trunking | 100 | m |  | 0
1596 | Electrical Services
1597 | Electrical Services |  | Supply and fit the following SWA cable ; include for gland packs and cable ties or cable clips as as required
1598 | Electrical Services | 130E | 3x1.5mm SWA LSF Cable | 100 | m |  | 0
1599 | Electrical Services | 130F | 3x2.5mm SWA LSF Cable | 100 | m |  | 0
1600 | Electrical Services | 130G | 3x4.0mm SWA LSF Cable | 100 | m |  | 0
1601 | Electrical Services | 130H | 3x6.0mm SWA LSF Cable | 100 | m |  | 0
1602 | Electrical Services | 130I | 3x10.0mm SWA LSF Cable | 100 | m |  | 0
1603 | Electrical Services | 130J | 3x16.0mm SWA LSF Cable | 100 | m |  | 0
1604 | Electrical Services | 130K | 4x1.5mm SWA LSF Cable | 100 | m |  | 0
1605 | Electrical Services | 130L | 4x2.5mm SWA LSF Cable | 100 | m |  | 0
1606 | Electrical Services | 130M | 4x4.0mm SWA LSF Cable | 100 | m |  | 0
1607 | Electrical Services | 130N | 4x6.0mm SWA LSF Cable | 100 | m |  | 0
1608 | Electrical Services | 130O | 4x10.0mm SWA LSF Cable | 100 | m |  | 0
1609 | Electrical Services | 130P | 4x16.0mm SWA LSF Cable | 100 | m |  | 0
1610 | Electrical Services | 130Q | 5x1.5 SWA LSF Cable | 100 | m |  | 0
1611 | Electrical Services | 130R | 5x2.5mm SWA LSF Cable | 100 | m |  | 0
1612 | Electrical Services | 130S | 5x4.0mm SWA LSF Cable | 100 | m |  | 0
1613 | Electrical Services | 130T | 5x6.0mm SWA LSF Cable | 100 | m |  | 0
1614 | Electrical Services | 130U | 5x10.0mm SWA LSF Cable | 100 | m |  | 0
1615 | Electrical Services | 130V | 5x16.0mm SWA LSF Cable | 100 | m |  | 0
1616 | Electrical Services | 130W | Cable clips, 1.5mm fixed in position | 100 | no |  | 0
1617 | Electrical Services | 130X | Cable clips, 2.5mm fixed in position | 100 | no |  | 0
1618 | Electrical Services | 130Y | Cable clips, 4.0mm fixed in position | 100 | no |  | 0
1619 | Electrical Services | 131A | Cable clips, 6.0mm fixed in position | 100 | no |  | 0
1620 | Electrical Services | 131B | Cable clips, 10.0mm fixed in position | 100 | no |  | 0
1621 | Electrical Services | 131C | Cable clips, 16.0mm fixed in position | 100 | no |  | 0
1622 | Electrical Services | 131D | Plastic Flexible Conduit Black 25mm x 10m; fixed in position with conduit clips as required | 100 | m |  | 0
1623 | Electrical Services
1624 | Electrical Services |  | Amount for Electrical Services |  |  |  | 0
1625 | Electrical Services
1626 | Fixtures and Fittings |  | FIXTURES AND FITTINGS
1627 | Fixtures and Fittings |  | DEMOLITIONS AND ALTERATIONS
1628 | Fixtures and Fittings |  | Kitchen Appliances
1629 | Fixtures and Fittings |  | Removing the following items, leaving any mechanical or electrical services ready for new installation
1630 | Fixtures and Fittings | 130A | Free standing hob and oven | 10 | no |  | 0
1631 | Fixtures and Fittings | 130B | Built in oven | 10 | no |  | 0
1632 | Fixtures and Fittings | 130C | Built in hob | 10 | no |  | 0
1633 | Fixtures and Fittings | 130D | Freestanding fridge/fridge freezer | 10 | no |  | 0
1634 | Fixtures and Fittings | 130E | Built in fridge/fridge freezer | 10 | no |  | 0
1635 | Fixtures and Fittings | 130F | Undercounter fridge | 10 | no |  | 0
1636 | Fixtures and Fittings | 130G | Chest freezer | 10 | no |  | 0
1637 | Fixtures and Fittings | 130H | Washing machine | 10 | no |  | 0
1638 | Fixtures and Fittings | 130I | Clothes dryer | 10 | no |  | 0
1639 | Fixtures and Fittings | 130J | Dishwasher | 10 | no |  | 0
1640 | Fixtures and Fittings |  | Office Furniture
1641 | Fixtures and Fittings | 130K | Removing to a specific location within the Fire Station |  |  |  | 0
1642 | Fixtures and Fittings | 130L | Office desk | 10 | no |  | 0
1643 | Fixtures and Fittings | 130M | Office chair | 10 | no |  | 0
1644 | Fixtures and Fittings | 130N | Filing cabinet | 10 | no |  | 0
1645 | Fixtures and Fittings |  | Blinds to windows
1646 | Fixtures and Fittings |  | Remove roller blinds to windows;
1647 | Fixtures and Fittings | 130O | 500 x 900mm | 30 | no |  | 0
1648 | Fixtures and Fittings | 130P | 500 x 2100mm: | 30 | no |  | 0
1649 | Fixtures and Fittings | 130Q | 900 x 1200mm | 30 | no |  | 0
1650 | Fixtures and Fittings | 130R | 1600 x 1200mm; | 30 | no |  | 0
1651 | Fixtures and Fittings | 130S | 1800 x 1200mm; | 30 | no |  | 0
1652 | Fixtures and Fittings | 131A | 1800 x 1500mm; | 30 | no |  | 0
1653 | Fixtures and Fittings | 131B | 1950 x 1200mm; | 30 | no |  | 0
1654 | Fixtures and Fittings | 131C | 2050 x 1200mm; | 30 | no |  | 0
1655 | Fixtures and Fittings |  | Remove Aluminium venetian blinds to windows to the following ope sizes;
1656 | Fixtures and Fittings | 131D | 500 x 900mm | 30 | no |  | 0
1657 | Fixtures and Fittings | 131E | 500 x 2100mm: | 30 | no |  | 0
1658 | Fixtures and Fittings | 131F | 900 x 1200mm | 30 | no |  | 0
1659 | Fixtures and Fittings | 131G | 1600 x 1200mm; | 30 | no |  | 0
1660 | Fixtures and Fittings | 131H | 1800 x 1200mm; | 30 | no |  | 0
1661 | Fixtures and Fittings | 131I | 1800 x 1500mm; | 30 | no |  | 0
1662 | Fixtures and Fittings | 131J | 1950 x 1200mm; | 30 | no |  | 0
1663 | Fixtures and Fittings | 131K | 2050 x 1200mm; | 30 | no |  | 0
1664 | Fixtures and Fittings
1665 | Fixtures and Fittings |  | NEW WORK
1666 | Fixtures and Fittings |  | Fire Extinguishers
1667 | Fixtures and Fittings |  | 6 Litre; fit onto wall with mounting bracket
1668 | Fixtures and Fittings | 133A | Water fire extinguisher to trest Class A fire types | 60 | no |  | 0
1669 | Fixtures and Fittings | 133B | Foam fire extinguisher to treat Class A and B fire types | 60 | no |  | 0
1670 | Fixtures and Fittings | 133C | Dry powder fire extinguisher to treat Class A, B, C, D and electrical fire types | 60 | no |  | 0
1671 | Fixtures and Fittings | 133D | Carbon dioxide fire extinguisher to treat Class B and electrical fire types | 60 | no |  | 0
1672 | Fixtures and Fittings | 133E | Wet chemical fire extinguisher to treat Class A and deep fat fryer fire types | 60 | no |  | 0
1673 | Fixtures and Fittings |  | 9 Litre; fit onto wall with mounting bracket
1674 | Fixtures and Fittings | 133F | Water fire extinguisher to trest Class A fire types | 60 | no |  | 0
1675 | Fixtures and Fittings | 133G | Foam fire extinguisher to treat Class A and B fire types | 60 | no |  | 0
1676 | Fixtures and Fittings | 133H | Dry powder fire extinguisher to treat Class A, B, C, D and electrical fire types | 60 | no |  | 0
1677 | Fixtures and Fittings | 133I | Carbon dioxide fire extinguisher to treat Class B and electrical fire types | 60 | no |  | 0
1678 | Fixtures and Fittings | 133J | Wet chemical fire extinguisher to treat Class A and deep fat fryer fire types | 60 | no |  | 0
1679 | Fixtures and Fittings |  | Fire Blanket
1680 | Fixtures and Fittings | 133K | Fibreglass fire blanket; 1800 x 1200mm | 60 | no |  | 0
1681 | Fixtures and Fittings |  | Blinds
1682 | Fixtures and Fittings |  | Install Roller blinds to windows; colour finish
1683 | Fixtures and Fittings | 133L | 500 x 900mm | 30 | no |  | 0
1684 | Fixtures and Fittings | 133M | 500 x 2100mm: | 30 | no |  | 0
1685 | Fixtures and Fittings | 133N | 900 x 1200mm | 30 | no |  | 0
1686 | Fixtures and Fittings | 133O | 1600 x 1200mm; | 30 | no |  | 0
1687 | Fixtures and Fittings | 134A | 1800 x 1200mm; | 30 | no |  | 0
1688 | Fixtures and Fittings | 134B | 1800 x 1500mm; | 30 | no |  | 0
1689 | Fixtures and Fittings | 134C | 1950 x 1200mm; | 30 | no |  | 0
1690 | Fixtures and Fittings | 134D | 2050 x 1200mm; | 30 | no |  | 0
1691 | Fixtures and Fittings |  | Install Roller blinds to windows; colour and black out finish
1692 | Fixtures and Fittings | 163K | 500 x 900mm | 30 | no |  | 0
1693 | Fixtures and Fittings | 163L | 500 x 2100mm: | 30 | no |  | 0
1694 | Fixtures and Fittings | 163M | 900 x 1200mm | 30 | no |  | 0
1695 | Fixtures and Fittings | 163N | 1600 x 1200mm; | 30 | no |  | 0
1696 | Fixtures and Fittings | 163P | 1800 x 1200mm; | 30 | no |  | 0
1697 | Fixtures and Fittings | 163Q | 1800 x 1500mm; | 30 | no |  | 0
1698 | Fixtures and Fittings | 163R | 1950 x 1200mm; | 30 | no |  | 0
1699 | Fixtures and Fittings | 163S | 2050 x 1200mm; | 30 | no |  | 0
1700 | Fixtures and Fittings |  | Install Aluminium venetian blinds to windows to the following ope sizes;
1701 | Fixtures and Fittings | 134E | 500 x 900mm | 30 | no |  | 0
1702 | Fixtures and Fittings | 134F | 500 x 2100mm: | 30 | no |  | 0
1703 | Fixtures and Fittings | 134G | 900 x 1200mm | 30 | no |  | 0
1704 | Fixtures and Fittings | 134H | 1600 x 1200mm; | 30 | no |  | 0
1705 | Fixtures and Fittings | 134I | 1800 x 1200mm; | 30 | no |  | 0
1706 | Fixtures and Fittings | 134J | 1800 x 1500mm; | 30 | no |  | 0
1707 | Fixtures and Fittings | 134K | 1950 x 1200mm; | 30 | no |  | 0
1708 | Fixtures and Fittings | 134L | 2050 x 1200mm; | 30 | no |  | 0
1709 | Fixtures and Fittings |  | Furniture
1710 | Fixtures and Fittings |  | Miscelleanous Furniture
1711 | Fixtures and Fittings | 134M | Install 2 door standard medical cabinet; size 1780 x 915 x 460mm | 30 | no |  | 0
1712 | Fixtures and Fittings | 134N | Fit Fire Proof Safe; size 410 x 350 x 430mm ,allow for bolting safe to floor or wall | 30 | no |  | 0
1713 | Fixtures and Fittings | 134O | Fit fireproof electronic safe; size 450 x 415 x 490mm ,allow for bolting safe to floor or wall | 30 | no |  | 0
1714 | Fixtures and Fittings | 134P | Tall cupboard with locable doors; 2210 x 800 x 400mm | 30 | no |  | 0
1715 | Fixtures and Fittings | 134Q | cupboard and shelving unit combined; unit size 1100 x 480 x 620mm | 30 | no |  | 0
1716 | Fixtures and Fittings |  | Signage
1717 | Fixtures and Fittings | 134R | Vinyl FIRE EXIT sign;aluminium size 600 x 150mm, green background with direction arrow | 30 | no |  | 0
1718 | Fixtures and Fittings | 135A | Rigid plastic MALE or FEMALE TOILET signs; minimum size 300 x 100mm; white text on blue background ; text with man, woman or wheelchair symbol | 30 | no |  | 0
1719 | Fixtures and Fittings | 135B | Rigid plastic NO SMOKING signs; minimum size 300 x 100mm; white text on red background ;including no smoking symbol | 30 | no |  | 0
1720 | Fixtures and Fittings | 135C | Rigid plastic KNOW YOUR FIRE EXTINGUISHER color code sign; minimum size 500 x 300mm; graphic of fire extinguisher types on white background | 30 | no |  | 0
1721 | Fixtures and Fittings | 135D | Aluminium Felt-Fabric Display Board; size 1200 x 1200mm | 30 | no |  | 0
1722 | Fixtures and Fittings | 135E | Wall mounted aluminium frame combination cork noticeboard and whiteboard unit; size 1200 x 900mm | 30 | no |  | 0
1723 | Fixtures and Fittings |  | Storage Lockers
1724 | Fixtures and Fittings | 135F | Install storage systems steel lockers; size 2100 x 450 x 450 combi locker, including number plate and pad lock | 30 | no |  | 0
1725 | Fixtures and Fittings | 135G | Install storage systems steel lockers; size 2100 x 450 x 450 with 4 compartments, including number plate and pad lock | 30 | no |  | 0
1726 | Fixtures and Fittings |  | Install storage systems bench seating; tubular steel base with 3 nr composite slats; 390 high by 300 depth
1727 | Fixtures and Fittings |  | Locker Room Benches
1728 | Fixtures and Fittings | 135H | Storage systems BS 90; 900mm | 30 | no |  | 0
1729 | Fixtures and Fittings | 135I | Storage systems BS 120; 1200mm | 30 | no |  | 0
1730 | Fixtures and Fittings | 135J | Storage systems BS 150; 1500mm | 30 | no |  | 0
1731 | Fixtures and Fittings |  | Fire Hose Reels
1732 | Fixtures and Fittings | 135K | Install fixed fire hose and reel complete in full compliance with IS EN 671: 1995; 30m hose length, 19mm hose and nozzle; connect to manual waters supply activated by gate stop valve; reel fixed to wall with attached bracket | 30 | no |  | 0
1733 | Fixtures and Fittings | 136A | Install fixed fire hose fire hose and reel complete in full compliance with IS EN 671: 1995; 30m hose length, 25mm hose and nozzle ; connect to manual waters supply activated by gate stop valve; reel fixed to wall with attached bracket | 30 | no |  | 0
1734 | Fixtures and Fittings | 166B | Toilet roll holders (fit only); making good any plaster or paint finishes as required | 50 | no |  | 0
1735 | Fixtures and Fittings | 166C | Soap dispensers fit only); making good any plaster or paint finishes as required | 50 | no |  | 0
1736 | Fixtures and Fittings
1737 | Fixtures and Fittings |  | Amount for Electrical Services |  |  |  | 0
1738 | Fixtures and Fittings
1739 | Roads, Paths, Pavings |  | ROADS, PATHS, PAVINGS
1740 | Roads, Paths, Pavings |  | ROADS, PATHS AND PAVINGS
1741 | Roads, Paths, Pavings |  | Excavation and Earthwork
1742 | Roads, Paths, Pavings |  | Filling to make up levels
1743 | Roads, Paths, Pavings |  | Filling; crushed stone; 28mm graded to dust; to meet Annex E of SR21:2014 & Irish Standards (NSAI); laid and compacted in 150mm layers
1744 | Roads, Paths, Pavings | 138A | average thickness not exceeding 250mm | 100 | m3 |  | 0
1745 | Roads, Paths, Pavings |  | Filling; road base material to comply with NRA SRW Clauses 906, 907, 929, and P30; to be laid and compacted to Clause 903; laid and compacted in 150mm layers
1746 | Roads, Paths, Pavings | 138B | average thickness not exceeding 250mm | 100 | m3 |  | 0
1747 | Roads, Paths, Pavings |  | Filling; sub base Type B granular material to comply with NRA SRW Clauses 808, and compacted to Clause 802; laid and compacted in 150mm layers
1748 | Roads, Paths, Pavings | 138C | average thickness exceeding 250mm | 100 | m3 |  | 0
1749 | Roads, Paths, Pavings |  | Surface treatments; filling with quarry screenings minimum compacted thickness 75mm
1750 | Roads, Paths, Pavings |  | Blinding
1751 | Roads, Paths, Pavings | 138D | horizontal | 250 | m2 |  | 0
1752 | Roads, Paths, Pavings |  | Concrete Work
1753 | Roads, Paths, Pavings |  | Insitu Concrete
1754 | Roads, Paths, Pavings |  | In-situ concrete; Grade C35N20; vibrated; cement combination to be 50% GGBS and 50% CEMI/CEMIIA
1755 | Roads, Paths, Pavings |  | Concrete Steps
1756 | Roads, Paths, Pavings | 138E | average thickness not exceeding 150mm thick | 10 | m3 |  | 0
1757 | Roads, Paths, Pavings |  | Concrete Path
1758 | Roads, Paths, Pavings | 138F | average thickness not exceeding 150mm thick | 50 | m3 |  | 0
1759 | Roads, Paths, Pavings |  | Surface finishes; Float finish with surface retarder to leave an exposed aggregate finish
1760 | Roads, Paths, Pavings |  | Surface Finish
1761 | Roads, Paths, Pavings | 139A | brushed finish | 100 | m2 |  | 0
1762 | Roads, Paths, Pavings |  | Formwork
1763 | Roads, Paths, Pavings |  | Formwork generally
1764 | Roads, Paths, Pavings |  | Edges of steps
1765 | Roads, Paths, Pavings
1766 | Roads, Paths, Pavings
1767 | Roads, Paths, Pavings
1768 | Roads, Paths, Pavings
1769 | Roads, Paths, Pavings | 139B | height not exceeding 250mm | 50 | m2 |  | 0
1770 | Roads, Paths, Pavings |  | Reinforcement
1771 | Roads, Paths, Pavings |  | Reference A393; 250mm minimum laps to current regulations; hard drawn mild steel wire
1772 | Roads, Paths, Pavings |  | Fabric
1773 | Roads, Paths, Pavings | 139C | horizontal; over 300mm wide | 100 | m2 |  | 0
1774 | Roads, Paths, Pavings |  | Sundries
1775 | Roads, Paths, Pavings |  | Expansion joint; 30mm thick; non-absorbent filler board; pointing with two-part polysulphide sealant
1776 | Roads, Paths, Pavings |  | Designed joints
1777 | Roads, Paths, Pavings | 139D | not exceeding 150mm deep | 100 | m |  | 0
1778 | Roads, Paths, Pavings |  | Separating Membranes
1779 | Roads, Paths, Pavings |  | Geotextile weed guard membrane; in one layer; lapped at all edges; to compacted earth surfaces
1780 | Roads, Paths, Pavings |  | Geotextile membranes
1781 | Roads, Paths, Pavings | 139E | horizontal; exceeding 300mm | 250 | m2 |  | 0
1782 | Roads, Paths, Pavings
1783 | Roads, Paths, Pavings |  | Surface Pavings, Fencing and Landscaping
1784 | Roads, Paths, Pavings |  | Insitu Surface Pavings
1785 | Roads, Paths, Pavings | 139F | Macadam in driveways ,50mm DBM ; AC 10 dense surf 70/100 to IS EN13108:2006 ; road 804 granular material 225mm deep, sub base 100mm broken stone passing 75mm sieve ; all material well compacted | 100 | m2 |  | 0
1786 | Roads, Paths, Pavings |  | 35mm closed graded hot rolled asphalt surface course to comply with Clauses 911, 915 & 943; on 120mm asphalt binder course to Clause 906; to be laid and compacted on Clause 903 material; to blinded hardcore base on terram (measured elsewhere)
1787 | Roads, Paths, Pavings | 140A | 155mm thick; to falls and crossfalls | 250 | m2 |  | 0
1788 | Roads, Paths, Pavings |  | Extra over for raised table
1789 | Roads, Paths, Pavings | 140B | 75mm closed graded hot rolled asphalt | 100 | m2 |  | 0
1790 | Roads, Paths, Pavings |  | 40mm closed graded hot rolled asphalt surface course to comply with Clauses 911, 915 & 943; on 60mm asphalt binder course to Clause 906; on 80mm asphalt concrete base course to Clause 906; to be laid and compacted on Clause 903 material; to blinded hardcore base on terram (measured elsewhere)
1791 | Roads, Paths, Pavings | 140C | 180mm thick; to falls and crossfalls | 250 | m2 |  | 0
1792 | Roads, Paths, Pavings |  | Extra over for raised table
1793 | Roads, Paths, Pavings | 140D | 75mm closed graded hot rolled asphalt | 100 | m2 |  | 0
1794 | Roads, Paths, Pavings |  | Gravel; 10mm limestone washed chippings; laid to a depth of 50mm; on and including geotextile weed guard layer; on compacted sub-base
1795 | Roads, Paths, Pavings | 140E | girth not exceeding 150mm thick | 250 | m2 |  | 0
1796 | Roads, Paths, Pavings |  | Pre-Formed Paving and Edging Units
1797 | Roads, Paths, Pavings |  | Pavings; concrete paving flags; paviours to be 600 x 600 x 50mm thick; laid on and including proprietary adjustable paving support pads; 165mm air cavity
1798 | Roads, Paths, Pavings |  | Paving slabs
1799 | Roads, Paths, Pavings | 140F | 50mm thick; falls and crossfalls | 250 | m2 |  | 0
1800 | Roads, Paths, Pavings |  | Pavings; permeable block paving; paviours to be 200 x 100 x 80mm thick laid on and including 50mm thick sand cement screed; colour 40% grey, 60% grey/black; 2-3mm joints filled with jointing sand
1801 | Roads, Paths, Pavings |  | Paving slabs
1802 | Roads, Paths, Pavings | 141A | 80mm thick; to falls and crossfalls | 250 | m2 |  | 0
1803 | Roads, Paths, Pavings | 141B | 80mm thick; to falls and crossfalls; edging kerb | 200 | m |  | 0
1804 | Roads, Paths, Pavings |  | Pavings; permeable paviours to be 600 x 600 x 50mm thick; laid on and including 50mm thick sand cement screed; to selected colour; 2-3mm joints filled with jointing sand
1805 | Roads, Paths, Pavings |  | Paving slabs
1806 | Roads, Paths, Pavings | 141C | 50mm thick; to falls and crossfalls | 250 | m2 |  | 0
1807 | Roads, Paths, Pavings |  | Flat top precast concrete standard units to IS46; 300mm x 150mm in-situ concrete base, grade 20N; haunching, bedding and jointing in cement mortar (1:3)
1808 | Roads, Paths, Pavings |  | Kerbs
1809 | Roads, Paths, Pavings | 141D | 152 x 125mm x 914mm long; laid on edge; straight; 6mm upstand | 100 | m |  | 0
1810 | Roads, Paths, Pavings |  | Car Park Markings
1811 | Roads, Paths, Pavings |  | Prepare and apply one 3 mm thick coat of thermoplastic compound paint to hard paved surfaces
1812 | Roads, Paths, Pavings |  | Line markings
1813 | Roads, Paths, Pavings | 141E | 100 mm wide | 35 | m |  | 0
1814 | Roads, Paths, Pavings |  | Direction arrows
1815 | Roads, Paths, Pavings | 141F | 200 mm wide x 600 mm long | 20 | no |  | 0
1816 | Roads, Paths, Pavings |  | No Entry
1817 | Roads, Paths, Pavings | 141G | 200 mm wide x 600 mm long | 2 | no |  | 0
1818 | Roads, Paths, Pavings |  | No Parking
1819 | Roads, Paths, Pavings | 142A | 200 mm wide x 600 mm long | 5 | no |  | 0
1820 | Roads, Paths, Pavings |  | Numbers
1821 | Roads, Paths, Pavings | 142B | 150 mm wide x 500 mm long | 2 | no |  | 0
1822 | Roads, Paths, Pavings |  | Letters |  |  |  | 0
1823 | Roads, Paths, Pavings | 142C | 150mm wide x 150mm long | 30 | no |  | 0
1824 | Roads, Paths, Pavings |  | Flexible bollards
1825 | Roads, Paths, Pavings | 142D | Flexible bollard, 1000x80mm, orange and white, with high visibility reflective taping, M10 x110mm coachscrew and rawlplug fixings to concrete or tarmacadam surfaces | 50 | no |  | 0
1826 | Roads, Paths, Pavings
1827 | Roads, Paths, Pavings |  | Amount for Roads, Paths, Pavings |  |  |  | 0
1828 | Roads, Paths, Pavings
1829 | Site Services; Piped and Ducted |  | SITE SERVICES; PIPED AND DUCTED
1830 | Site Services; Piped and Ducted |  | SITE SERVICES (PIPED AND DUCTED)
1831 | Site Services; Piped and Ducted |  | DRAINAGE SERVICES
1832 | Site Services; Piped and Ducted |  | DEMOLITIONS AND ALTERATIONS
1833 | Site Services; Piped and Ducted |  | Foul Water Services
1834 | Site Services; Piped and Ducted | 144I | Remove existing manhole complete (approx. internal dimensions, 750 x 600 x 1000mm deep); backfilling with granular material | 30 | no |  | 0
1835 | Site Services; Piped and Ducted | 144J | Remove existing manhole complete(approx. internal dimensions, 750 x 600 x 1500mm deep); backfilling with granular material | 30 | no |  | 0
1836 | Site Services; Piped and Ducted | 144K | Heavy Duty Circular Manhole Cover Type D400; Loading Weight: 40 Tonne; Open Diameter: 600mm; hinged ductile iron cover and frame; retractable handle to assist in the opening and closing of the cover | 30 | no |  | 0
1837 | Site Services; Piped and Ducted | 144L | Medium Duty Manhole Cover B125; ductile iron circular cover in a square frame; closed keyways; loading weight 12.5t; opening diameter 550mm | 30 | no |  | 0
1838 | Site Services; Piped and Ducted |  | Heavy Duty Double Triangle Manhole Cover Square D400; double triangle covers; non rock covers; closed keyways; 675x675mm; loading weight 40T | 30 | no |  | 0
1839 | Site Services; Piped and Ducted |  | Heavy Duty Square Access Manhole Cover; 520mm X 520mm; D400; loading weight 40T; cover 400x400mm | 30 | no |  | 0
1840 | Site Services; Piped and Ducted | 144M | Excavate 300mm wide trench to existing concrete yard to a total depth of 750mm , provide 100mm concrete bed and surround, provide 100mm diameter PVC pipe, include for saw cutting and breaking up concrete surface; reinstating yard on completion | 50 | m |  | 0
1841 | Site Services; Piped and Ducted | 145A | Excavate 300mm wide trench to existing tarmacadam yard to a total depth of 750mm , provide 100mm concrete bed and surround, provide 100mm diameter PVC pipe, include for saw cutting and breaking up existing surface; reinstating yard on completion | 50 | m |  | 0
1842 | Site Services; Piped and Ducted | 145B | Excavate 300mm trench to existing grassed area to a total depth of 750mm , provide 100mm concrete bed and surround, provide 100mm diameter PVC pipe, reinstate grassed surface on completion | 50 | m |  | 0
1843 | Site Services; Piped and Ducted | 145C | Bends on 100mm diameter PVC pipe | 40 | no |  | 0
1844 | Site Services; Piped and Ducted | 145D | Long sweep bend on 100mm PVC pipe | 30 | no |  | 0
1845 | Site Services; Piped and Ducted | 145E | Y-junction on 100mm PVC pipe | 30 | no |  | 0
1846 | Site Services; Piped and Ducted | 145F | Connect new 100mm PVC pipe to existing include for special clayware to adaptors | 30 | no |  | 0
1847 | Site Services; Piped and Ducted | 145G | Connect 100mm pvc pipe to existing 100 pvc pipe | 30 | no |  | 0
1848 | Site Services; Piped and Ducted | 145H | Connect new 100mm drain pipe to existing manhole | 30 | no |  | 0
1849 | Site Services; Piped and Ducted | 145I | Cut out hole in 225mm thick solid block wall for 100mm pipe | 30 | no |  | 0
1850 | Site Services; Piped and Ducted | 145J | Cut out hole in 300mm thick block wall for waste pipe from WHB | 30 | no |  | 0
1851 | Site Services; Piped and Ducted | 145K | Cut out hole in 300mm thick cavity block wall for overflow pipe from cistern | 30 | no |  | 0
1852 | Site Services; Piped and Ducted | 145L | Cut out hole under garden wall foundations for laying of pipes | 30 | no |  | 0
1853 | Site Services; Piped and Ducted |  | Surface Water Services
1854 | Site Services; Piped and Ducted | 145M | Carry out CCTV of existing drainage system | 30 | no |  | 0
1855 | Site Services; Piped and Ducted | 146H | Supply and fix in position Junction cover | 30 | no |  | 0
1856 | Site Services; Piped and Ducted | 146I | Supply and fix in position Junction cover and frame | 30 | no |  | 0
1857 | Site Services; Piped and Ducted | 146L | Remove existing manhole (approx. internal dimensions, 750 x 600 x 1000mm deep) | 30 | no |  | 0
1858 | Site Services; Piped and Ducted | 146M | Supply and fix in position typical manhole cover | 30 | no |  | 0
1859 | Site Services; Piped and Ducted | 146N | Supply and fix in position typical manhole cover and frame | 30 | no |  | 0
1860 | Site Services; Piped and Ducted | 146O | Excavate 300mm wide trench to existing concrete yard to a total depth of 750mm , provide 100mm concrete bed and surround, provide 100mm diameter PVC pipe, include for saw cutting and breaking up concrete surface; reinstating yard on completion | 50 | m |  | 0
1861 | Site Services; Piped and Ducted | 147A | Excavate 300mm wide trench to existing tarmacadam yard to a total depth of 750mm , provide 100mm concrete bed and surround, provide 100mm diameter PVC pipe, include for saw cutting and breaking up existing surface; reinstating yard on completion | 50 | m |  | 0
1862 | Site Services; Piped and Ducted | 147B | Excavate 300mm trench to existing grassed area to a total depth of 750mm , provide 100mm concrete bed and surround, provide 100mm diameter PVC pipe, reinstate grassed surface on completion | 50 | m |  | 0
1863 | Site Services; Piped and Ducted | 147C | Bends on 100mm diameter PVC pipe | 40 | no |  | 0
1864 | Site Services; Piped and Ducted | 147D | Long sweep bend on 100mm PVC pipe | 30 | no |  | 0
1865 | Site Services; Piped and Ducted | 147E | Y-junction on 100mm PVC pipe | 30 | no |  | 0
1866 | Site Services; Piped and Ducted | 147F | Connect new 100mm PVC pipe to existing include for special clayware to adaptors | 30 | no |  | 0
1867 | Site Services; Piped and Ducted | 147G | Connect 100mm pvc pipe to existing 100mm pvc pipe | 30 | no |  | 0
1868 | Site Services; Piped and Ducted | 147H | Connect new 100mm drain pipe to existing manhole | 30 | no |  | 0
1869 | Site Services; Piped and Ducted | 147I | Cut out hole in 225mm thick solid block wall for 100mm pipe | 30 | no |  | 0
1870 | Site Services; Piped and Ducted | 147J | Cut out hole under garden wall foundations for laying of pipes | 30 | no |  | 0
1871 | Site Services; Piped and Ducted | 147K | Remove existing damaged ACO draining channel and fixings and replace with new Aco "S Range" 150mm width channel complete, include for concrete surround, 2nr closing endcaps, connection to existing 160mm dia pipe, proviside frame and slotted ductile iron grating ; making good to adjoining surface | 10 | m |  | 0
1872 | Site Services; Piped and Ducted | 147L | Replace 150mm wide slotted ductile iron grating to Aco drain | 10 | m |  | 0
1873 | Site Services; Piped and Ducted
1874 | Site Services; Piped and Ducted
1875 | Site Services; Piped and Ducted |  | NEW WORKS
1876 | Site Services; Piped and Ducted |  | Storm Drainage
1877 | Site Services; Piped and Ducted |  | Drainage Below Ground
1878 | Site Services; Piped and Ducted |  | Excavating trenches for pipes not exceeding 250mm diameter; backfilling with 7-10mm pea gravel to a depth of 150mm above pipes; backfilling remainder with selected hardcore; compacting in layers not exceeding 300mm deep; disposing of surplus excavated material by removing from site; starting from reduced ground level
1879 | Site Services; Piped and Ducted |  | Excavating trenches to receive pipes; grading bottom of trench; earthwork support
1880 | Site Services; Piped and Ducted | 148A | Average depth of trench 500 - 1000mm | 100 | m |  | 0
1881 | Site Services; Piped and Ducted | 148B | Average depth of trench 1000 - 1500mm | 100 | m |  | 0
1882 | Site Services; Piped and Ducted | 148C | Average depth of trench 1500 - 2000mm | 100 | m |  | 0
1883 | Site Services; Piped and Ducted | 148D | Average depth of trench 2000 - 2500mm | 100 | m |  | 0
1884 | Site Services; Piped and Ducted |  | Granular fill; broken stone or gravel; 6 - 12 nominal size to be obtained off site
1885 | Site Services; Piped and Ducted |  | Beds and surrounds
1886 | Site Services; Piped and Ducted | 148E | 300 x 250mm to 100 nominal diameter pipe | 100 | m |  | 0
1887 | Site Services; Piped and Ducted | 148F | 300 x 300mm to 150 nominal diameter pipe | 100 | m |  | 0
1888 | Site Services; Piped and Ducted |  | Plain insitu concrete, Grade C20:N20/mm2
1889 | Site Services; Piped and Ducted |  | Beds and surrounds
1890 | Site Services; Piped and Ducted | 148G | 300 x 250mm to 100mm diameter pipe | 100 | m |  | 0
1891 | Site Services; Piped and Ducted | 148H | 300 x 300mm to 150mm diameter pipe | 100 | m |  | 0
1892 | Site Services; Piped and Ducted |  | uPVC pipes and fittings; IS424; sewer; include for connecting to infiltration trench chamber as required
1893 | Site Services; Piped and Ducted |  | Pipework in trenches
1894 | Site Services; Piped and Ducted | 148I | 150mm diameter | 100 | m |  | 0
1895 | Site Services; Piped and Ducted | 148J | Extra: bends | 20 | no |  | 0
1896 | Site Services; Piped and Ducted | 149A | Extra;short lengths | 20 | no |  | 0
1897 | Site Services; Piped and Ducted | 149B | Extra; branches 225 x 225 x 150mm | 20 | no |  | 0
1898 | Site Services; Piped and Ducted | 149C | 100mm diameter | 100 | m |  | 0
1899 | Site Services; Piped and Ducted | 149D | Extra: bends | 20 | no |  | 0
1900 | Site Services; Piped and Ducted | 149E | Extra;short lengths | 20 | no |  | 0
1901 | Site Services; Piped and Ducted | 149F | Extra; branches 150 x 150 x 100mm | 20 | no |  | 0
1902 | Site Services; Piped and Ducted |  | Inspection junctions; AJ; uPVC; bedding and surround in grade 20N/mm2 concrete; excavation; square single sealed galvanised locking cover and frame
1903 | Site Services; Piped and Ducted |  | Pipe accessories
1904 | Site Services; Piped and Ducted | 149G | 1no. 110 mm inlet; 1 no 110mm outlet | 20 | no |  | 0
1905 | Site Services; Piped and Ducted | 149H | 2no. 110 mm inlet; 1 no 110mm outlet | 20 | no |  | 0
1906 | Site Services; Piped and Ducted | 149I | 3no. 110 mm inlet; 1 no 110mm outlet | 20 | no |  | 0
1907 | Site Services; Piped and Ducted |  | Back inlet gully trap; push fit polypropylene flexible coupling joint to pipe; bedding and surround in concrete 20N/mm2; 150 x 150mm galvanised steel grid top
1908 | Site Services; Piped and Ducted |  | Pipe accessories
1909 | Site Services; Piped and Ducted | 149J | 1no. 110 mm inlet; 1 no 110mm outlet | 20 | no |  | 0
1910 | Site Services; Piped and Ducted |  | Excavating for and constructing blockwork manhole; disposal of material; 50 thick concrete blinding; 225 thick reinforced concrete Mix SD1 vibrated in base slab, reinforced with 2 layers A393, formwork as necessary, trowelled top surface; 215 thick S10 engineering blockwork walls faced in solid engineering brick Class A or B; engineering brick relieving arches; precast concrete roof slab, 200 thick, Mix SD3, reinforced; 675 x 675mm wide perforation; hinged double leaf manhole cover and frame; to comply to EN 124; bitumen coated, locking cover and frame set in cement mortar and sealed in grease; 1 to 2 courses of solid engineering bricks class A ; galvanised steel step rungs cut and pinned to walls at 300 centres; half round straight and curved channels set in and including concrete Mix SD1 benching finished in 25 thick 2:1 Sand:cement mortar, holes through walls for pipes; rocker pipe; all as specified; all in accordance with Works Requirements Documents
1911 | Site Services; Piped and Ducted |  | Manholes
1912 | Site Services; Piped and Ducted | 150A | Depth to invert 1000 - 1500mm | 5 | no |  | 0
1913 | Site Services; Piped and Ducted | 150B | Depth to invert 1500 - 2000mm | 5 | no |  | 0
1914 | Site Services; Piped and Ducted | 150C | Depth to invert 2000 - 2500mm | 5 | no |  | 0
1915 | Site Services; Piped and Ducted | 150D | Depth to invert 2500 - 3000mm | 5 | no |  | 0
1916 | Site Services; Piped and Ducted | 150E | Depth to invert 3500 - 4000mm | 5 | no |  | 0
1917 | Site Services; Piped and Ducted |  | Channel drainage system; galvanised steel channel system; ductile iron narrow slotted grating; load class D400 to comply with EN 1433; outlets in connection to uPVC drains; set in concrete grade 35N/mm2 to bed and haunch; all in accordance with Works Requirements Documents
1918 | Site Services; Piped and Ducted |  | Channel Drainage System
1919 | Site Services; Piped and Ducted | 150F | 200mm wide x 300mm deep; straight | 100 | m |  | 0
1920 | Site Services; Piped and Ducted | 150G | Extra; outlet piece | 20 | no |  | 0
1921 | Site Services; Piped and Ducted | 150H | Extra; end cap | 20 | no |  | 0
1922 | Site Services; Piped and Ducted |  | Connection to main sewer; in accordance with Dublin City Councils requirements
1923 | Site Services; Piped and Ducted |  | Mains
1924 | Site Services; Piped and Ducted | 151A | Allow for connection of new 225mm pipe to existing mains; allow for all necessary excavation, exposing mains, connections, making good and backfilling as required | 1 | Item |  | 0
1925 | Site Services; Piped and Ducted |  | Surface Water drainage system
1926 | Site Services; Piped and Ducted |  | Testing and commissioning
1927 | Site Services; Piped and Ducted | 151B | Standard tests in accordance with Engineer's specification | 1 | Item |  | 0
1928 | Site Services; Piped and Ducted
1929 | Site Services; Piped and Ducted |  | Foul Drainage
1930 | Site Services; Piped and Ducted |  | Drainage Below Ground
1931 | Site Services; Piped and Ducted |  | Excavating trenches for pipes not exceeding 250mm diameter; backfilling with 7-10mm pea gravel to a depth of 150mm above pipes; backfilling remainder with selected hardcore; compacting in layers not exceeding 300mm deep; disposing of surplus excavated material by removing from site; starting from reduced ground level
1932 | Site Services; Piped and Ducted |  | Excavating trenches to receive pipes; grading bottom of trench; earthwork support - Foul Water Drain
1933 | Site Services; Piped and Ducted | 151C | Average depth of trench 1000 - 1500mm | 100 | m |  | 0
1934 | Site Services; Piped and Ducted |  | Granular fill; broken stone or gravel; 6 - 12 nominal size to be obtained off site
1935 | Site Services; Piped and Ducted |  | Beds and surrounds
1936 | Site Services; Piped and Ducted | 151D | 300 x 250mm to 100 nominal diameter pipe | 100 | m |  | 0
1937 | Site Services; Piped and Ducted | 151E | 300 x 300mm to 150 nominal diameter pipe | 100 | m |  | 0
1938 | Site Services; Piped and Ducted |  | Plain insitu concrete, Grade C20:N20/mm2
1939 | Site Services; Piped and Ducted |  | Beds and surrounds
1940 | Site Services; Piped and Ducted | 151F | 300 x 250mm to 100mm diameter pipe | 100 | m |  | 0
1941 | Site Services; Piped and Ducted | 151G | 300 x 300mm to 150mm diameter pipe | 100 | m |  | 0
1942 | Site Services; Piped and Ducted |  | uPVC pipes and fittings; IS424; sewer or equal and approved; include for connecting to infiltration trench chamber as required
1943 | Site Services; Piped and Ducted |  | Pipework in trenches
1944 | Site Services; Piped and Ducted | 152A | 150mm diameter | 100 | m |  | 0
1945 | Site Services; Piped and Ducted | 152B | Extra: bends | 20 | no |  | 0
1946 | Site Services; Piped and Ducted | 152C | Extra;short lengths | 20 | no |  | 0
1947 | Site Services; Piped and Ducted | 152D | Extra; branches 225 x 225 x 150mm | 20 | no |  | 0
1948 | Site Services; Piped and Ducted | 152E | 100mm diameter | 100 | m |  | 0
1949 | Site Services; Piped and Ducted | 152F | Extra: bends | 20 | no |  | 0
1950 | Site Services; Piped and Ducted | 152G | Extra;short lengths | 20 | no |  | 0
1951 | Site Services; Piped and Ducted | 152H | Extra; branches 150 x 150 x 100mm | 20 | no |  | 0
1952 | Site Services; Piped and Ducted |  | Inspection junctions; AJ; uPVC; bedding and surround in grade 20N/mm2 concrete; excavation; square single sealed galvanised locking cover and frame
1953 | Site Services; Piped and Ducted |  | Pipe accessories
1954 | Site Services; Piped and Ducted | 152I | 1no. 110 mm inlet; 1 no 110mm outlet | 20 | no |  | 0
1955 | Site Services; Piped and Ducted | 152J | 2no. 110 mm inlet; 1 no 110mm outlet | 20 | no |  | 0
1956 | Site Services; Piped and Ducted | 152K | 3no. 110 mm inlet; 1 no 110mm outlet | 20 | no |  | 0
1957 | Site Services; Piped and Ducted |  | Back inlet gully trap; push fit polypropylene flexible coupling joint to pipe; bedding and surround in concrete 20N/mm2; 150 x 150mm galvanised steel grid top
1958 | Site Services; Piped and Ducted |  | Pipe accessories
1959 | Site Services; Piped and Ducted | 152L | 1no. 110 mm inlet; 1 no 110mm outlet | 20 | no |  | 0
1960 | Site Services; Piped and Ducted |  | Excavating for and constructing blockwork manhole; disposal of material; 50 thick concrete blinding; 225 thick reinforced concrete Mix SD1 vibrated in base slab, reinforced with 2 layers A393, formwork as necessary, trowelled top surface; 215 thick S10 engineering blockwork walls faced in solid engineering brick Class A or B; engineering brick relieving arches; precast concrete roof slab, 200 thick, Mix SD3, reinforced; 675 x 675mm wide perforation; hinged double leaf manhole cover and frame; to comply to EN 124; bitumen coated, locking cover and frame set in cement mortar and sealed in grease; 1 to 2 courses of solid engineering bricks class A; galvanised steel step rungs cut and pinned to walls at 300 centres; half round straight and curved channels set in and including concrete Mix SD1 benching finished in 25 thick 2:1 Sand:cement mortar, holes through walls for pipes; rocker pipe; all as specified; all in accordance with Works Requirements Documents
1961 | Site Services; Piped and Ducted |  | Manholes
1962 | Site Services; Piped and Ducted | 153A | Depth to invert 1000 - 1500mm | 5 | no |  | 0
1963 | Site Services; Piped and Ducted | 153B | Depth to invert 1500 - 2000mm | 5 | no |  | 0
1964 | Site Services; Piped and Ducted | 153C | Depth to invert 2000 - 2500mm | 5 | no |  | 0
1965 | Site Services; Piped and Ducted | 153D | Depth to invert 2500 - 3000mm | 5 | no |  | 0
1966 | Site Services; Piped and Ducted | 153E | Depth to invert 3000 - 3500mm | 5 | no |  | 0
1967 | Site Services; Piped and Ducted |  | Connection to main sewer; in accordance with Dublin City Council requirements
1968 | Site Services; Piped and Ducted |  | Mains
1969 | Site Services; Piped and Ducted | 153F | Allow for connection of new 225mm pipe to existing mains; allow for all necessary excavation, exposing mains, connections, making good and backfilling as required |  | Item |  | 0
1970 | Site Services; Piped and Ducted |  | Foul Water drainage system
1971 | Site Services; Piped and Ducted |  | Testing and commissioning
1972 | Site Services; Piped and Ducted | 153G | standard tests in accordance with Engineer's specification |  | Item |  | 0
1973 | Site Services; Piped and Ducted
1974 | Site Services; Piped and Ducted |  | Watermain
1975 | Site Services; Piped and Ducted |  | Generally
1976 | Site Services; Piped and Ducted |  | Excavating trenches for pipes not exceeding 250mm diameter; backfilling with 7-10mm pea gravel to a depth of 150mm above pipes; backfilling remainder with selected clause 808 granular fill material; compacting in layers not exceeding 300mm deep; disposing of surplus excavated material by removing from site; starting from reduced ground level
1977 | Site Services; Piped and Ducted |  | Excavating trenches to receive pipes; grading bottom of trench; earthwork support
1978 | Site Services; Piped and Ducted | 154A | Average depth of trench 500 - 1000mm | 100 | m |  | 0
1979 | Site Services; Piped and Ducted | 154B | Extra; placing marker tape 150 below filling | 100 | m |  | 0
1980 | Site Services; Piped and Ducted |  | Watermain; 10 bar; including joint rings and nuts; laid in trenches; all to Engineers specification
1981 | Site Services; Piped and Ducted |  | Pipework in trenches
1982 | Site Services; Piped and Ducted | 154C | 100mm diameter | 100 | m |  | 0
1983 | Site Services; Piped and Ducted | 154D | 150mm diameter | 100 | m |  | 0
1984 | Site Services; Piped and Ducted | 154E | Extra; bends, 100mm | 20 | no |  | 0
1985 | Site Services; Piped and Ducted | 154F | Extra; bends, 150mm | 20 | no |  | 0
1986 | Site Services; Piped and Ducted | 154G | Extra; 150 x 150 x 100mm branches | 20 | no |  | 0
1987 | Site Services; Piped and Ducted | 154H | Extra; 150 x 150 x 150mm branches | 20 | no |  | 0
1988 | Site Services; Piped and Ducted |  | Plain insitu concrete, Grade 30/20N; necessary excavation, disposal, formwork etc; all in accordance with Works Requirements Documents
1989 | Site Services; Piped and Ducted |  | Thrust blocks
1990 | Site Services; Piped and Ducted | 154I | 1200 x 500 x 750mm | 10 | no |  | 0
1991 | Site Services; Piped and Ducted |  | Cast iron pipework fittings and ancillaries; including joint rings and nuts; all in accordance with Works Requirements Documents
1992 | Site Services; Piped and Ducted |  | Boundary Box and connection; Class 1; necessary connection pieces to suit uPVC main
1993 | Site Services; Piped and Ducted | 155A | 150mm diameter | 1 | no |  | 0
1994 | Site Services; Piped and Ducted |  | Excavation; 50mm thick Grade 25N/mm2 plain insitu concrete blinding; 150mm thick Grade 35N/mm2 reinforced insitu concrete bed, necessary reinstatement; 215mm thick solid concrete blockwork walls; cast iron surface box, bedded in concrete surround; approved precast concrete marker post with cast iron market plate
1995 | Site Services; Piped and Ducted |  | Chambers
1996 | Site Services; Piped and Ducted | 155B | Boundary box; 0.45 x 0.45 . 1.00m deep, internal dimensions | 1 | no |  | 0
1997 | Site Services; Piped and Ducted |  | Indicator posts and plates; precast concrete; 250 x 45mm x 1050mm high overall, 500mm above ground; positioned to the approval of Dublin City Council
1998 | Site Services; Piped and Ducted |  | Precast concrete marker posts indented with "SV, AV , WM or "H"; set in concrete path
1999 | Site Services; Piped and Ducted | 155C | For boundary box | 1 | no |  | 0
2000 | Site Services; Piped and Ducted |  | Connection to main watermain pipe; in accordance with Dublin City Council requirements
2001 | Site Services; Piped and Ducted |  | Mains
2002 | Site Services; Piped and Ducted | 155D | Allow for connection of new 150mm dia. pipe to existing mains; allow for all necessary excavation, exposing mains, connections, making good and backfilling as required |  | Item |  | 0
2003 | Site Services; Piped and Ducted |  | Watermain system
2004 | Site Services; Piped and Ducted |  | Testing and commissioning
2005 | Site Services; Piped and Ducted | 155E | Standard tests in accordance with Engineer's specification |  | Item |  | 0
2006 | Site Services; Piped and Ducted
2007 | Site Services; Piped and Ducted |  | Gas Main
2008 | Site Services; Piped and Ducted |  | Gas pipework will be laid by other. |  | 0 |  | 0
2009 | Site Services; Piped and Ducted |  | Contractor to provide for all programming and co-ordination of site activities with their works |  | 0 |  | 0
2010 | Site Services; Piped and Ducted |  | Generally
2011 | Site Services; Piped and Ducted |  | Excavating trenches for pipes not exceeding 250mm diameter; disposal off site; backfilling with non-plastic quarry screenings to a depth of 200mm above top of pipe; filling with crushed stone Clause 804 of DoE specification for roadworks or engineers requirement to remainder, excavation starting from reduced ground level
2012 | Site Services; Piped and Ducted |  | Excavating trenches to receive pipes; grading bottom of trench; earthwork support
2013 | Site Services; Piped and Ducted | 156A | Average depth of trench 1.00 - 1.50m | 100 | m |  | 0
2014 | Site Services; Piped and Ducted | 156B | Extra; placing marker tape 150mm below filling | 100 | m |  | 0
2015 | Site Services; Piped and Ducted |  | Granular fill; broken stone or gravel; 6 - 12 nominal size to be obtained off site
2016 | Site Services; Piped and Ducted |  | Beds and surrounds
2017 | Site Services; Piped and Ducted | 156C | 500 x 300mm to 100 nominal diameter pipe | 100 | m |  | 0
2018 | Site Services; Piped and Ducted |  | Connection to main gas pipework; in accordance with Dublin City Councils requirements
2019 | Site Services; Piped and Ducted |  | Mains
2020 | Site Services; Piped and Ducted | 156D | Allow for connection of new 225mm pipe to existing mains; allow for all necessary excavation, exposing mains, connections, making good and backfilling as required |  | Item |  | 0
2021 | Site Services; Piped and Ducted |  | Surface Water drainage system
2022 | Site Services; Piped and Ducted |  | Testing and commissioning
2023 | Site Services; Piped and Ducted | 156E | Standard tests in accordance with Engineer's specification |  | Item |  | 0
2024 | Site Services; Piped and Ducted | [5 empty] | 0
2025 | Site Services; Piped and Ducted |  | Extra on all excavation items for
2026 | Site Services; Piped and Ducted |  | Extra over excavating trenches irrespective of depth
2027 | Site Services; Piped and Ducted | 157A | working next to/alongside existing services; surface drain | 100 | m |  | 0
2028 | Site Services; Piped and Ducted | 157B | working next to/alongside existing services; foul drain | 100 | m |  | 0
2029 | Site Services; Piped and Ducted | 157C | working next to/alongside existing services; watermain | 100 | m |  | 0
2030 | Site Services; Piped and Ducted | 157D | working next to/alongside existing services; ESB | 100 | m |  | 0
2031 | Site Services; Piped and Ducted | 157E | working next to/alongside existing services; Eircom | 100 | m |  | 0
2032 | Site Services; Piped and Ducted | 157F | working next to/alongside existing services; Lighting | 100 | m |  | 0
2033 | Site Services; Piped and Ducted | 157G | working next to/alongside existing services; Gas | 100 | m |  | 0
2034 | Site Services; Piped and Ducted | 157H | around existing services; surface water drain | 15 | no |  | 0
2035 | Site Services; Piped and Ducted | 157I | around existing services; foul drain | 15 | no |  | 0
2036 | Site Services; Piped and Ducted | 157J | around existing services; watermain | 15 | no |  | 0
2037 | Site Services; Piped and Ducted | 157K | around existing services; ESB | 15 | no |  | 0
2038 | Site Services; Piped and Ducted | 157L | around existing services; Eircom | 15 | no |  | 0
2039 | Site Services; Piped and Ducted | 157M | around existing services; Lighting | 15 | no |  | 0
2040 | Site Services; Piped and Ducted | 157N | around existing services; Gas | 15 | no |  | 0
2041 | Site Services; Piped and Ducted
2042 | Site Services; Piped and Ducted |  | Amount for Site Services; Piped and Ducted |  |  |  | 0
2043 | Site Services; Piped and Ducted
2044 | Landscaping |  | LANDSCAPING
2045 | Landscaping |  | LANDSCAPE, PLAY AREAS
2046 | Landscaping |  | General Clearance
2047 | Landscaping | 159A | Clear out overgrown planted area not exceeding 100m2 ,rubbish, general debris , overgrown shrubs etc ,include for One Standard Skip and Eight Hours Labour | 50 | no |  | 0
2048 | Landscaping | 159B | Allow for destroying all noxious weeds on site in accordance with the Noxious Weeds (Thistle, Ragwort and Dock) Order 1937 | 500 | m2 |  | 0
2049 | Landscaping | [5 empty] | 0
2050 | Landscaping |  | Grassing and Planting
2051 | Landscaping |  | Topsoil from on site spoil heaps; spreading; levelling; rotovate, pick out and remove all large stones; include for fine raking, grading; spray with weed killer; fertilize and leave ready for seeding;
2052 | Landscaping |  | Topsoil
2053 | Landscaping | 159C | average thickness 250mm | 500 | m2 |  | 0
2054 | Landscaping | 159D | average thickness 400mm | 500 | m2 |  | 0
2055 | Landscaping |  | Topsoil; imported; spreading; levelling; rotovate, pick out and remove all large stones; include for fine raking, grading; spray with weed killer; fertilize and leave ready for seeding;
2056 | Landscaping |  | Topsoil
2057 | Landscaping | 159E | average thickness 250mm | 500 | m2 |  | 0
2058 | Landscaping | 159F | average thickness 400mm | 500 | m2 |  | 0
2059 | Landscaping |  | Removal of stone, debris etc. for all landscaped areas to include grass, shrub and woodland areas
2060 | Landscaping |  | Cultivating
2061 | Landscaping | 159G | generally | 500 | m2 |  | 0
2062 | Landscaping |  | Spraying off all areas for weeds, application of herbicide and pre emergent herbicide, removal of stone, debris etc. for all landscaped areas to include grass, shrub and woodland areas.
2063 | Landscaping |  | Surface applications
2064 | Landscaping | 160A | generally | 500 | m2 |  | 0
2065 | Landscaping |  | Soil preparation; application of fertilizer to general grass seeding areas.
2066 | Landscaping |  | Surface applications
2067 | Landscaping | 160B | generally | 500 | m2 |  | 0
2068 | Landscaping |  | Supply and seeding for general grass areas: Urban Parks Mixture; Sowing rate 35-50g per sq m or as per suppliers recommendations Supplier: Refer to Specification for mowing regimes.
2069 | Landscaping |  | Seeding
2070 | Landscaping | 160C | generally | 500 | m2 |  | 0
2071 | Landscaping |  | Dig out existing soil and dispose off site to form individual new tree pits 800mm x 800m x 600mm for all semi mature trees; break up base of pit; backfill and cultivate with mix of 0.5m3 of existing soil and 0.4m3 of new topsoil per tree incorporating 40g of granular fertilizer, 50mm bark mulch; include for tree anchor system; disposal of remaining 0.5m3 from excavated trees off site
2072 | Landscaping |  | Excavation; tree pits
2073 | Landscaping | 160D | average thickness 250mm | 50 | no |  | 0
2074 | Landscaping |  | Supply and install root director system, include for tree root irrigation system, 50mm deep mulch (measured eleswhere), tree anchors, 200mm deep clean stone drainage layer and permeable geotextile membrane
2075 | Landscaping |  | Root Barrier System
2076 | Landscaping | 160E | generally | 50 | no |  | 0
2077 | Landscaping |  | Supply and spread minimum 50mm landscape bark mulch; medium grade 0-25mm spread mulch to all newly planted semi mature trees and shrubs and new planting beds of grasses and perennials after samples; approved and in accordance with best practice
2078 | Landscaping |  | Mulch
2079 | Landscaping | 161A | average thickness 50mm | 500 | m2 |  | 0
2080 | Landscaping |  | Coarse clean moist organic compost at 5kg per sq. m and incorporated to a depth of 200mm
2081 | Landscaping |  | Compost
2082 | Landscaping | 161B | average thickness 200mm | 500 | m2 |  | 0
2083 | Landscaping |  | Planting trees,shrubs, hedge, climbing, grasses and bulbs
2084 | Landscaping |  | Trees
2085 | Landscaping | 161C | Gleditsia Triacanthos 'Sunburst''; 20 -25cm grith, Standard Form | 100 | no |  | 0
2086 | Landscaping | 161D | Acer Palmatum 'Katsura'; 2.50 - 3.00m; Multistem Form | 100 | no |  | 0
2087 | Landscaping |  | Shrubs
2088 | Landscaping | 161E | Cyrtomium Falcatum; 2L; 450mm centres | 100 | no |  | 0
2089 | Landscaping | 161F | Nandina Domestica 'Firepower', 5L; 300mm centres | 100 | no |  | 0
2090 | Landscaping | 161G | Tulbaghia Violacea; 10L; 450mm centres | 100 | no |  | 0
2091 | Landscaping | 161H | Sarcococca Humilis; 10L; 400mm centres | 100 | no |  | 0
2092 | Landscaping | 161I | Epimedium Grandiflorum; 2L; 450mm centres | 100 | no |  | 0
2093 | Landscaping |  | Shrub, Groundcover & Hedge Planting
2094 | Landscaping | 161J | Weeding, fertilizing, debris removal, mulch top up as specified. |  | Item |  | 0
2095 | Landscaping |  | Tree Planting
2096 | Landscaping | 161K | Weeding, watering, fertilizing, debris removal, mulch top up as specified to standard trees. |  | Item |  | 0
2097 | Landscaping | 162A | Maintenance of tree staking as specified for Tree Planting |  | Item |  | 0
2098 | Landscaping | 162B | Cutting grass as and when necessary to a height of 50mm; removal of waste from site | 500 | m2 |  | 0
2099 | Landscaping | 162C | Removal of ivy from external walls; removal of waste from site | 100 | m2 |  | 0
2100 | Landscaping | 162D | Pruning trees and overhanging branches; cost per tree; removal of waste from site | 100 | no |  | 0
2101 | Landscaping | [5 empty] | 0
2102 | Landscaping |  | Fencing
2103 | Landscaping |  | Shiplap Fencing
2104 | Landscaping | 162E | Replace individual concrete panels to shiplap fencing; 2m long x 2m high | 30 | no |  | 0
2105 | Landscaping | 162F | Remove individual shiplap panels ; 2m long x 2m high | 30 | no |  | 0
2106 | Landscaping | 162G | Replace concrete post for shiplap fencing | 30 | no |  | 0
2107 | Landscaping |  | Hit and Miss Fencing
2108 | Landscaping | 162H | Timber hit & miss fencing including precast concrete intermediate and end posts, precast concrete base panel; fencing panels 2m. long x 2m. high; 2 coats preservative stain to fencing panels | 300 | m |  | 0
2109 | Landscaping | 162I | Remove individual hit & miss panels ; 2m long x 2m high | 30 | no |  | 0
2110 | Landscaping | 162J | Remove concrete post for hit & miss fencing | 30 | no |  | 0
2111 | Landscaping |  | Mesh Fencing
2112 | Landscaping |  | Supply and install 1200mm high Irfen Kinsale 868 Perimeter Mesh Fence System. 200 x 50mm mesh with 5mm vertical wire and twin 6mm horizontal wires back and front. 60x 60 SHS posts at 2530mm post centres; galvanised and powdercoated (Plasgalv) finish
2113 | Landscaping | 162K | Extra Inter Post | 300 | no |  | 0
2114 | Landscaping | 162L | Extra Corner Posts | 30 | no |  | 0
2115 | Landscaping | 162M | Extra for Stepped Posts | 30 | no |  | 0
2116 | Landscaping |  | Supply and install 2400mm high Irfen Kinsale 868 Perimeter Mesh Fence System. 200 x 50mm mesh with 6mm vertical wire and twin 8mm horizontal wires back and front. 60x 60 SHS posts at 2530mm post centres; galvanised and powdercoated (Plasgalv) finish
2117 | Landscaping | 163A | Extra Inter Post | 300 | no |  | 0
2118 | Landscaping | 163B | Extra Corner Posts | 30 | no |  | 0
2119 | Landscaping | 163C | Extra for Stepped Posts | 30 | no |  | 0
2120 | Landscaping |  | Pallisade Fencing
2121 | Landscaping | 163D | Standard palisade fence 2400mm high fully welded panels pales with triad top, 17 pales per panel, welded to rails with welds 4 x 40mm minimum; pales 2.5mm thick , with joist posts 100 x 55mm at 2750mm post centres; finished with Plasgal (hot dipped galvanised to EN9 ISO 1461:2009 after fabrication and subsequently electrostatically powder coated in a plant complying to E.N 1722 part 16). | 300 | m |  | 0
2122 | Landscaping | 163E | Extra Inter Post | 300 | no |  | 0
2123 | Landscaping | 163F | Extra Corner Posts | 30 | no |  | 0
2124 | Landscaping | 163G | Extra for Stepped Posts | 30 | no |  | 0
2125 | Landscaping
2126 | Landscaping |  | Tufted filled synthetic grass carpet; Yarn material : PE monofilament straight + PP monofilament curled; Yarn type : 12.000/6 dTex + 5.200/8 dTex; Yarn quality : environmental friendly, UV stabilized, UV stability meets DIN 53387 standard; Pile height 35 mm; Stitches per 10cm : 15; Total weight : 2.770 gr/m² ; fitted in accordance with manufacturers instructions | 200 | m2 |  | 0
2127 | Landscaping
2128 | Landscaping |  | Amount for Landscaping |  |  |  | 0
2129 | Landscaping
2130 | General Section |  | GENERAL SECTION
2131 | General Section | [5 empty] | 0
2132 | General Section |  | Rates of Pay
2133 | General Section |  | The rates of pay and the conditions of employment (including in relation to pension contributions) of each work person shall comply with all applicable statutory provisions, and those rates and conditions will be no less favourable than those for the relevant category of work person in any Sectoral Employment Order (SEO) and Registered Employment Agreements implemented in accordance with the Industrial Relations Acts 1946 to 2015 |  | n |  | 0
2134 | General Section |  | Sectoral Employment Order (SEO) Rates effective From 01 August 2026; Construction Sector
2135 | General Section |  | Category B Worker - €21.37 per hour |  | n |  | 0
2136 | General Section |  | Category A Worker - €23.03 per hour |  | n |  | 0
2137 | General Section |  | Craft Worker - €23.74 per hour |  | n |  | 0
2138 | General Section |  | New Entrant Worker -€17.28 per hour |  | n |  | 0
2147 | General Section |  | The Contractor's tendered costs of labour to be insertred below shall include for all costs incurred by the Contractor, excluding VAT, for those workers engaged on additional or substituted work required as a result of a Task Order. Such costs may be in excess of the basic hourly rate of pay for the relevant category of worker in an applicable Sectoral Employment Order, made under the Industrial Relations Actes 1946-2015, but will be no less favourable than those for the relevant category of worker in an applicable Sectoral Employment Order, made under the Industrial Relations Acts 1946-2015.
2148 | General Section |  | Normal Working Hours as defined in the Sectoral Employment Order (Construction Sector)
2149 | General Section | 166A | Category B Worker | 100 | hours |  | 0
2150 | General Section | 166B | Category A Worker | 100 | hours |  | 0
2151 | General Section | 166C | Craft Worker | 100 | hours |  | 0
2152 | General Section | 166D | New Entrant Worker | 100 | hours |  | 0
2153 | General Section |  | Overtime Working Hours (time plus one half) as defined in the Sectoral Employment Order (Construction Sector)
2154 | General Section | 166E | Category B Worker | 100 | hours |  | 0
2155 | General Section | 166F | Category A Worker | 100 | hours |  | 0
2156 | General Section | 166G | Craft Worker | 100 | hours |  | 0
2157 | General Section | 166H | New Entrant Worker | 100 | hours |  | 0
2158 | General Section |  | Weekend Working Hours (double time) as defined in the Sectoral Employment Order (Construction Sector)
2159 | General Section | 166I | Category B Worker | 100 | hours |  | 0
2160 | General Section | 166J | Category A Worker | 100 | hours |  | 0
2161 | General Section | 166K | Craft Worker | 100 | hours |  | 0
2162 | General Section | 166L | New Entrant Worker | 100 | hours |  | 0
2163 | General Section | [5 empty] | 0
2164 | General Section |  | Normal Working Hours as defined in the Sectoral Employment Order (Mechanical Engineering Building Services Contracting Sector)
2165 | General Section | 167A | Category 1 Worker | 100 | hours |  | 0
2166 | General Section | 167B | Category 2 Worker | 100 | hours |  | 0
2167 | General Section | 167C | Category 3 Worker | 100 | hours |  | 0
2168 | General Section |  | Overtime Working Hours (time plus one half) as defined in the Sectoral Employment Order (Mechanical Engineering Building Services Contracting Sector)
2169 | General Section | 167D | Category 1 Worker | 100 | hours |  | 0
2170 | General Section | 167E | Category 2 Worker | 100 | hours |  | 0
2171 | General Section | 167F | Category 3 Worker | 100 | hours |  | 0
2172 | General Section |  | Weekend Working Hours (double time) as defined in the Sectoral Employment Order (Mechanical Engineering Building Services Contractiong Sector)
2173 | General Section | 167G | Category 1 Worker | 100 | hours |  | 0
2174 | General Section | 167H | Category 2 Worker | 100 | hours |  | 0
2175 | General Section | 167I | Category 3 Worker | 100 | hours |  | 0
2176 | General Section | [5 empty] | 0
2177 | General Section |  | Normal Working Hours as defined in the Sectoral Employment Order (Electrical Contracting Sector)
2178 | General Section | 167J | Category 1 Worker | 100 | hours |  | 0
2179 | General Section | 167K | Category 2 Worker | 100 | hours |  | 0
2180 | General Section | 167L | Category 3 Worker | 100 | hours |  | 0
2181 | General Section |  | Overtime Working Hours (time plus one half) as defined in the Sectoral Employment Order (Electrical Contracting Sector)
2182 | General Section | 167M | Category 1 Worker | 100 | hours |  | 0
2183 | General Section | 167N | Category 2 Worker | 100 | hours |  | 0
2184 | General Section | 167O | Category 3 Worker | 100 | hours |  | 0
2185 | General Section |  | Weekend Working Hours (double time) as defined in the Sectoral Employment Order (Electrical Contractiong Sector)
2186 | General Section | 168A | Category 1 Worker | 100 | hours |  | 0
2187 | General Section | 168B | Category 2 Worker | 100 | hours |  | 0
2188 | General Section | 168C | Category 3 Worker | 100 | hours |  | 0
2189 | General Section | [5 empty] | 0
2190 | General Section |  | Specialist Subcontractors (outside of list included in the preliminaries section)
2191 | General Section
2192 | General Section |  | The contractor is to include below for profit and attendances on works by specialist sub contractors that may arise (non BOQ items such as, but not limited to, Asbestos Removal)
2193 | General Section
2194 | General Section |  | Allow for profit on specialist work with a notional value of €300,000 (please express the desired percentage as a decimal in the rate column; e.g. 3% equates to 0.03) | 300000 | % |  | 0
2195 | General Section
2196 | General Section |  | Allow for General Attendance on specialist work with a notional value of €300,000 (please express the desired percentage as a decimal in the rate column; e.g. 3% equates to 0.03) | 300000 | % |  | 0
2197 | General Section
2198 | General Section
2199 | General Section
2200 | General Section |  | Security
2201 | General Section | 168G | All inclusive rate for security guard (24 hour day) | 10 | days |  | 0
2202 | General Section | 168H | All inclusive rate for security guard (Monday-Sunday):excluding normal working hours 0800-1700 (Monday-Friday) | 2 | wks. |  | 0
2203 | General Section | [5 empty] | 0
2204 | General Section |  | Steel Security Screens and Doors
2205 | General Section | 169A | Installation of Steel Security Screen Door on instruction from City Council; including modification and alteration as works progress and removal upon instruction by Fire Brigade Property Maintenance Manager | 30 | no |  | 0
2206 | General Section | 169B | Weekly hire charge of Security Screens / Door | 30 | weeks |  | 0
2207 | General Section | 169C | Extra over cost of working in an area where steel security screen doors have been installed ( poor lighting and disruption to some Trades etc) | 30 | no |  | 0
2208 | General Section | 169D | Harris fencing panels 3.5 x 2.1; complete with blocks and couplers; 100 linear metres | 30 | weeks |  | 0
2209 | General Section | [5 empty] | 0
2210 | General Section |  | Plant, Scaffolding and Temporary Fencing
2211 | General Section | 169E | All plant rates are deemed to be inclusive of delivery and collection as required. |  | Note |  | 0
2212 | General Section | 169F | Lighting tower 12m extendible height tower | 1 | day |  | 0
2213 | General Section | 169G | Lighting tower 12m extendible height tower | 1 | week |  | 0
2214 | General Section | 169H | 6kva diesel powered generator | 1 | day |  | 0
2215 | General Section | 169I | 6kva diesel powered generator | 1 | week |  | 0
2216 | General Section | 169J | Water pump 50- 75mm outlet | 1 | day |  | 0
2217 | General Section | 169K | Water pump 50- 75mm outlet | 1 | week |  | 0
2218 | General Section | 169L | Install automated stop go traffic system | 1 | day |  | 0
2219 | General Section | 169M | Install automated stop go traffic system | 1 | week |  | 0
2220 | General Section | 169N | Gas Blow heater | 1 | day |  | 0
2221 | General Section | 169O | Gas Blow heater | 1 | week |  | 0
2222 | General Section | 169P | Compressor | 1 | day |  | 0
2223 | General Section | 169Q | Compressor | 1 | week |  | 0
2224 | General Section | 169R | Commercial Carpet Cleaner | 1 | day |  | 0
2225 | General Section | 169S | Commercial Carpet Cleaner | 1 | week |  | 0
2226 | General Section | 170A | Power Washer | 1 | day |  | 0
2227 | General Section | 170B | Power Washer | 1 | week |  | 0
2228 | General Section | 170C | Welding Plant | 1 | day |  | 0
2229 | General Section | 170D | Welding Plant | 1 | week |  | 0
2230 | General Section | 170E | Mini digger; 1.6 ton | 1 | day |  | 0
2231 | General Section | 170F | Mini digger; 1.6 ton | 1 | week |  | 0
2232 | General Section | 170G | Mini digger; 3 ton | 1 | day |  | 0
2233 | General Section | 170H | Mini digger; 3 ton | 1 | week |  | 0
2234 | General Section | 170I | 1/4 ton mini-dumper | 1 | day |  | 0
2235 | General Section | 170J | 3 tonne side swivel dumper | 1 | week |  | 0
2236 | General Section | 170K | 3 tonne side swivel dumper | 1 | day |  | 0
2237 | General Section | 170L | 6 tonne side swivel dumper | 1 | week |  | 0
2238 | General Section | 170M | 6 tonne side swivel dumper | 1 | day |  | 0
2239 | General Section | 170N | 535/140 teleporter, or equivalent, with a 3500kg lift capacity and 14m reach. | 1 | day |  | 0
2240 | General Section | 170O | 535/140 teleporter, or equivalent, with a 3500kg lift capacity and 14m reach. | 1 | week |  | 0
2241 | General Section | 170P | Mobile Scaffold tower with integrated ladder; 1450 wide; working height 2m - 12m; safe working load of 275 kg per platform up to a maximum of 950 kg; installed in accordance with manufacturers instructions | 1 | day |  | 0
2242 | General Section | 170Q | Mobile Scaffold tower with integrated ladder; 1450 wide; working height 2m - 12m; safe working load of 275 kg per platform up to a maximum of 950 kg; installed in accordance with manufacturers instructions | 1 | week |  | 0
2243 | General Section | 170R | Genie Scissor lift GS3390 RT or equivalent | 1 | day |  | 0
2244 | General Section | 170S | Genie Scissor lift GS3390 RT or equivalent | 1 | week |  | 0
2245 | General Section | 170T | Genie Scissor lift GS4390 RT or equivalent | 1 | day |  | 0
2246 | General Section | 170U | Genie Scissor lift GS4390 RT or equivalent | 1 | week |  | 0
2247 | General Section | 170V | Genie Scissor lift GS5390 RT or equivalent | 1 | day |  | 0
2248 | General Section | 171A | Genie Scissor lift GS5390 RT or equivalent | 1 | week |  | 0
2249 | General Section | 171B | Genie stick boom lift S60 or equivalent | 1 | day |  | 0
2250 | General Section | 171C | Genie stick boom lift S60 or equivalent | 1 | week |  | 0
2251 | General Section | 171D | Genie stick boom lift S80 or equivalent | 1 | day |  | 0
2252 | General Section | 171E | Genie stick boom lift S80 or equivalent | 1 | week |  | 0
2253 | General Section | 171F | Genie stick boom lift S105 or equivalent | 1 | day |  | 0
2254 | General Section | 171G | Genie stick boom lift S105 or equivalent | 1 | week |  | 0
2255 | General Section | 171H | Genie stick boom lift S125 or equivalent | 1 | day |  | 0
2256 | General Section | 171I | Genie stick boom lift S135 or equivalent | 1 | week |  | 0
2257 | General Section | 171J | Genie stick boom lift S150 or equivalent | 1 | day |  | 0
2258 | General Section | 171K | Genie stick boom lift S150 or equivalent | 1 | week |  | 0
2259 | General Section | [5 empty] | 0
2260 | General Section |  | Refuse Disposal
2261 | General Section |  | All Rates in each Trade Section in this pricing document ( where removal is required) include for removal ; the rates for Skip hire below are for those occasions when additional skip are required
2262 | General Section |  | Skips to comply with Section 72 of the Roads Act,1993 affecting control of Skips on Public Roads
2263 | General Section | 171L | Skip hire; standard size skip | 100 | no |  | 0
2264 | General Section | 171M | Skip hire; large roll on skip | 100 | no |  | 0
2265 | General Section | [5 empty] | 0
2266 | General Section |  | Pest Control and Removal
2267 | General Section |  | Inspection Visit
2268 | General Section | 172D | Inspection visit of pest control expert | 20 | no |  | 0
2269 | General Section |  | Removal of mice and rats
2270 | General Section | 172E | Supply install and dispose of bait rodent traps | 20 | no |  | 0
2271 | General Section |  | Removal of ants or wasps
2272 | General Section | 172F | Cost per room of spraying enclosed area not exceeding 15msq | 20 | no |  | 0
2273 | General Section | 172G | Supply install of ant traps | 20 | no |  | 0
2274 | General Section | 172H | Removal of wasps nest | 20 | no |  | 0
2275 | General Section
2276 | General Section |  | Amount for General Section |  |  |  | 0
2277 | General Section
2278 | General Section |  | GENERAL SUMMARY
2279 | General Section |  | GENERAL SUMMARY
2280 | General Section
2281 | General Section | 174A | Amount for Preliminaries | 1 | Page | 0 | 0
2282 | General Section | 174B | Amount for Excavation and Earthworks | 1 | Page | 0 | 0
2283 | General Section | 174D | Amount for Concrete Work ; Paving ; Floor Slab | 1 | Page | 0 | 0
2284 | General Section | 174E | Amount for Brickwork and Blockwork ; Fireplace | 1 | Page | 0 | 0
2285 | General Section | 174F | Amount for Steelwork and metalwork | 1 | Page | 0 | 0
2286 | General Section | 174G | Amount for External Doors; Windows and Glazing | 1 | Page | 0 | 0
2287 | General Section | 174H | Amount for Woodwork, Int. Doors and Kitchen Units | 1 | Page | 0 | 0
2288 | General Section | 174I | Amount for Roofing | 1 | Page | 0 | 0
2289 | General Section | 174J | Amount for Floor, Wall and Ceiling Finishes | 1 | Page | 0 | 0
2290 | General Section | 174K | Amount for Painting and Decorating | 1 | Page | 0 | 0
2291 | General Section | 174L | Amount for Mechanical Services including drainage | 1 | Page | 0 | 0
2292 | General Section | 174M | Amount for Electrical Services | 1 | Page | 0 | 0
2293 | General Section | 174N | Amount for Fixtures and Fittings | 1 | Page | 0 | 0
2294 | General Section | 174O | Amount for Roads, Paths, Pavings | 1 | Page | 0 | 0
2295 | General Section | 174P | Amount for Site Services; Piped and Ducted | 1 | Page | 0 | 0
2296 | General Section | 174Q | Amount for Landscaping | 1 | Page | 0 | 0
2297 | General Section | 174R | Amount for General Section | 1 | Page | 0 | 0
2298 | General Section
2299 | General Section | Total |  |  |  |  | 0