## Trade Breakup
Bill Ref. | Description | Quantity | Unit | Rate | Total
******PRELIMINERIES******
[06] GENERAL PRELIMINARIES
PROJECT PARTICULARS
Name of Project
1A | Proposed SEN Extension and Associated Siteworks at St. Catherine's National School, Rush, Co. Dublin |  | Item
Location of Project
1B | St. Catherine's, The Avenue, Rush, Co. Dublin |  | Item
General Description of the Works
Main Extension & Site Works
1C | Proposed extension of new single storey structure consisting of a single classroom Special Education Unit (proposed floor area = 145sqm) to the south of the existing school (existing school floor area = 1397sqm). Additionally proposed two storey extension consisting of a mainstream classroom (floor area = 213sqm) to the north of the existing school, proposed partial internal strip out and fit out of existing school (affected floor area = 468sqm), works to modify and widen the existing carpark and roadways, new pedestrian footpaths, new soft play area and an additional external bike shelter |  | Item
Name & Address of Employer / Consultants
Employer:
| Board of Management - St. Catherine's National School |  | Noidn
Employers Representative
| McLoughlin Architecture, Unit 48, Elm House, Millennium Park, Naas, Co. Kildare. Tel: 045 854 900 |  | Noidn
Architect
| McLoughlin Architecture, Unit 48, Elm House, Millennium Park, Naas, Co. Kildare. Tel: 045 854 900 |  | Noidn
Quantity Surveyor
| Lambert Surveyors, Chartered Quantity Surveyors, Claregate Street, Kildare Town, Co. Kildare Tel: 045 542698 |  | Noidn
Civil / Structural Engineer
| Torque Consulting Engineers, Unit K26, Drinan Enterprise Centre, Swords, Co. Dublin Tel: +353 01 4853933 |  | Noidn
Services Engineer
| Galileo Energy Services, Unit A6, M4 Business Park, Celbridge, Co. Kildare Tel: 01 6274103 |  | Noidn
Project Supervisor for Design Stage
| McLoughlin Architecture, Unit 48, Elm House, Millennium Park, Naas, Co. Kildare. Tel: 045 854 900 |  | Noidn
Project Supervisor for Construction Stage
| Successful Contractor |  | Noidn
Consultants Generally
| The Employer's Consultants and any other Consultants appointed from time to time by the Employer will be empowered to visit the site and to supervise all or any of the work. The Contractor shall observe their instructions and directions with regard to same and collaborate with them fully to any extent that may be required, provided always that the Employer's Representative's directions with regard to all or any of the work shall be final and binding. |  | Noid
Description of the Site
Boundaries of the Site
4A | Please note that the majority of the works are to proceed during the school academic year within a live environment, the Contractor must note that a teaching / pupil presence will exist within the school throughout this period. As such these teachers / pupils will be visitors to the site and the Contractor will be responsible for their control & safety alike within the environment of the works. A programme / sequence of works shall be agreed in coordination with MCLA and St Catherine's PS School Board of Management. The Contractor shall ensure that his / her employees, Subcontractors or Suppliers shall not trespass beyond the designated site boundaries and access routes. The Contractor shall comply with all requirements of the Local Authority and Garda concerning access. It will be the Contractor's responsibility to make good to the satisfaction of the Employer's Representative / Engineer any damage to existing roads, boundaries and entrances caused by building works. The Contractor must ensure there is no interference with the free flow of traffic on the public road and keep such roads clean at all times. |  | Item
Site Conditions
4B | Tendering Contractors are strongly advised to visit the site during working hours to ascertain for themselves the conditions under which the works will be carried out; the location of existing overhead and underground services, the condition of the existing building(s), etc. No claim arising as a result of neglecting to carry out such an inspection will be entertained. Tenderers should contact MCLA to arrange a site visit. |  | Item
| The Contractor MUST NOTE the particular traffic restrictions and indeed periods of restriction regarding site access. The Contractor must programme his / her works to eliminate deliveries, etc., during these times. It can be assumed that no access will exist to / across the operating (live) school's grounds / parking areas for the Contractor between the following times, without the prior consent of the School's Representative; |  | Noidn
| 8.45 am - 9.30 am (Monday to Friday) |  | Noid
| 12.30 pm - 15.30 pm (Monday to Friday) |  | Noid
5A | All heavy deliveries to the site, namely concrete trucks, block deliveries, steel members, precast concrete units, prefabricated timber roof trusses (particularly those requiring cranage) must be communicated to the School's Representative 24 hours in advance and consent received therefrom for such a delivery to proceed. |  | Item
Access
5B | The Tender Drawings outline the site layout and particular attention is drawn to the Drawings with regard to access restrictions. The Contractor shall refer to the Architect's drawings for details regarding restrictions / designated areas which will be availble to the Contractor during the works. The Contractor shall supply, erect, move and maintain as required all necessary temporary fences & hoardings / screening (dust and noise proof) including hoarding tunnels so as to enable safe access to the school including secure gates to the site to ensure the safety of the public, school attendees, staff and visitors all as per Architect's drawing. |  | Item
5C | Once construction activity has commenced on site access for school staff, children & visitors alike will be required between the existing classrooms and the school grounds, and moreover between the existing building and the temporary accommodation facility. The Contractor shall supply, erect, move and maintain as required all necessary temporary hoardings / fences with secure gates to ensure the safety of the public, school children, staff and visitors within these areas to the satisfaction of the Employer's Representative. Allowance must also be made for maintaining access for emergency services within these areas and the Employer must be indemnified against all charges arising therefrom. Particular attention is drawn to the interface between the "construction site" and these areas. |  | Item
| The Contractor must note restrictions to access associated with morning, lunch time and evening drop off / pick up times at the school entrance also. The Contractor must programme his / her works to eliminate deliveries during these times, thus avoiding exasperated traffic conjestion and an associated safety hazzard. |  | Noidn
Working alongside a Live Primary School
6A | It should be noted that the building will be in constant occupation throughout the majority of the works and the minimum amount of disruption will be allowed to the usage of these buildings. The Tenderer is to include for allowing the occupants of these buildings unlimited access to their premises and disruption for construction or services connections shall be by prior agreement ONLY with the School's Representative. |  | Item
| The Contractor must note that access for DEMOLITION Works within the Existing School Building will require consent from the Principal in advance. Removal of all fixtures and fittings remaining the property of the school and their subsequent storage off site / transfer back to the completed building will also have to be co-ordinated with the School's Representative in advance. The Tenderer must include for all associated additional cost herein. |  | Noidn
Adjoining & adjacent Dwellings / Occupiers
6B | The Contractor shall note the presence of an existing dwelling in close proximity to the works, which will be occupied for the duration of the works. The Contractor shall include in his tender for all costs associated with the safeguarding of the existing occupants and their property and for allowing the uninterrupted access to and from their property for the duration of the contract. The Contractor shall make every effort not to hinder the existing occupants and their working environments for the durtation of the works, and to include in his tender for all costs associated with same. |  | Item
6C | The Contractor shall note the importance of keeping all entrance and exit points free from obstructions during the course of the works and include in his tender for all costs associated with same. |  | Item
6D | The Contractor shall ensure that no damage is caused to any existing buildings, structures, or services due to the delivery of materials, the execution of the works or the removal of waste material (particular emphasis is placed on the ADJOINING PRIVATE DWELLING). The Contractor shall be entirely responsible for any damage due to his failure to comply with this clause. |  | Item
Site Restrictions
7A | Working hours during construction shall be restricted to 0800 - 1800 hours on Monday to Fridays and 0800 - 1400 hours on Saturdays. Activities outside these hours shall require prior approval of the Planning Authority and the Employer's Representative. However, the Contractor must note that no deliveries will be allowed to site during times when pupils are being dropped off or picked up at the school in the interest of safety (see above). |  | Item
7B | The working space for the Contractor will be confined to the immediate site and Contractor's compound area as shown on the Architect's drawings. The Contractor should note that he / she will be required to keep the adjoining school & site and adjacent public areas free of debris, muck and the like. |  | Item
7C | The use of tools and plant on a day to day basis shall be carefully monitored and controlled to ensure that all tools are kept within a secure compound when not being used. |  | Item
7D | The storage on site and use of all solvents, adhesives, cutting tools, welding equipment, drilling equipment and materials which the Department of Education & Skills and School Authorities may consider to be of a nature which requires special control shall be stored, issued to employees and returned to storage in an approved manner. |  | Item
7E | Parking of Contractor's vehicles (which include Contractor's employee's cars) will not be allowed on the public road; the Contractor should make allowance in this item for any costs which he / she may incur in complying with this restriction. |  | Item
Drawings and Other Documents
7F | The principal drawings from which this Pricing Document has been prepared are not listed separately with each element but are listed in full on the drawing register forming part of the tender documents, notwithstanding the provisions of the ARM. |  | Item
7G | The Contractor is referred to Volume A (Works Requirements / Specification Sections) for full particulars and will be deemed to have allowed here or in the measurement rates for all costs in connection therewith. |  | Item
The following documents which form part of tender will form part of contract;
Volume A
7H | Works Requirement Documents; Project Particulars |  | Item
8A | Works Requirement Documents; Architect's Drawings |  | Item
8B | Works Requirement Documents; Architect's Specifications |  | Item
8C | Works Requirement Documents; Structural Engineer's Drawings |  | Item
8D | Works Requirement Documents; Structural Engineer's Specifications |  | Item
8E | Works Requirement Documents; Civil Engineer's Drawings |  | Item
8F | Works Requirement Documents; Civil Engineer's Specifications |  | Item
8G | Works Requirement Documents; Services Engineer's Drawings |  | Item
8H | Works Requirement Documents; Services Engineer's Specifications |  | Item
Volume B
8J | Form of Tender and, |  | Item
8K | Schedule Part 1, Part 2 & Part 3 of the Public Works Contract for Minor Building & Civil Engineering Works Designed by the Employer |  | Item
Volume C
8L | Pricing Document(s) |  | Item
Volume D
8M | Information Pack; GPR Survey Drawing |  | Item
8N | Information Pack; CCTV Drainage Survey & Report |  | Item
8P | Information Pack; Grant of Planning Permission (including conditions) |  | Item
8Q | Information Pack; Fire Safety Certificate (including conditions) |  | Item
8R | Information Pack; Disabled Access Certificate (including conditions) |  | Item
8S | Information Pack; Preliminary Health & Safety Plan |  | Item
Volume E
8T | Additional Information; Product Matrix Confirmation Form |  | Item
8U | Additional Information: Specialist Supplier & Sub-contractor Matrix Confirmation Form |  | Item
9A | Additional Information: BC(A)R Compliance Strategy |  | Item
9B | Additional Information: Part L Compliance Guidance & Agreement |  | Item
| The Contractor is advised that the Works Requirements and Pricing Documents are all complementary to each other and should be read in conjunction with one another. |  | noidn
Examining the Works Requirements
9C | The Contractor shall carefully examine the drawings and specifications, check all dimensions and satisfy himself as to their accuracy and that they cover the work as proposed. No claims for extra work arising from want of knowledge will be entertained. |  | Item
Inconsistencies
| In the event of there being an inconsistency between documents, the Tenderer shall observe the order of precedence as set out in the Conditions of Contract (ref 1.4). In the event of there being an inconsistency between figured and scaled dimensions, the figured dimensions shall prevail. All apparent inconsistencies shall be raised with and clarified by the Employer's Representative before the Contractor orders materials or commences work. |  | Noidn
Additional Information:
9D | If additional information is required to facilitate tender preparation it may be requested from the Employer's Representative. |  | Item
PRICING GENERALLY
Expense of Preparing Tender
9E | No Contractor shall be remunerated for any costs incurred in preparing his / her tender. |  | Item
Building Regulations / Statutory Regulations and Bylaws
| The works shall comply with all applicable National and Local Acts, laws and bye-laws including in particular the latest Building Control Regulations, Department of the Environment & Local Government Regulations and Directives. The Contractor shall immediately notify the Employer's Representative should it become apparent that anything proposed contravenes such regulations. |  | noidn
| The Contractor is to conform to the provisions of all acts passed or adopted by Oireachtas of Ireland which may in any way affect the works and observe all orders, rules or regulations and byelaws of the Municipal Authorities or companies with whose system the structures are connected and shall indemnify the Employer against all claims or liabilities. |  | noidn
| The Contractor will issue to the Employer's Representative a series of confirmations which will state that the works have been carried out in exact accordance with the Works Requirements and in full compliance with the most current Building Regulations [to include BC(A)R and Part L]. |  | noidn
| Notwithstanding the aforementioned, the Contractor shall note that all general costs (not allowed for within each individual work element) are to be included within the designated preliminary element relating to "Building Regulation Compliance" in connection with his Assignment as Builder under the Building Control (Amendment) Regulations 2013 : (S.I. 80) and the associated Code of Practice; including co-ordinating with the Assigned Certifier in the implementation of the Site Inspection Plan. |  | noidn
| Where reference is made in the Specification or in the Pricing Document to an Irish or British Standard specification or code of practice, the "issue" shall be that of the latest edition as appropriate. |  | noidn
Period of Validity of Tender
10A | The Contractor shall include for maintaining his / her tender open for acceptance for the period as outlined in the Form of Tender; 120 days. |  | Item
PRICING DOCUMENT
10B | The Pricing Document has been measured in accordance with the Agreed Rules of Measurement fifth edition 2024, with the Department of Finance approved amendments for the form of Contract set out below - as detailed in "Measurement and Pricing Notes." The Department of Finance approved list of amendments are to be made to the Agreed Rules of Measurement - Issue 3 (ARM5) when the rules are being used on the new Public Works contract Designed by the Employer. NB - Some items have been measured in a composite manner in various sections of the Pricing Document. |  | Item
11A | Items included in the Pricing Document have been measured in accordance with the relevant sections of the ARM5, unless stated otherwise. The Contractor will be deemed to have included in his / her rates and prices for all other work that may be necessary but is not specifically required to be measured. |  | Item
| Unless otherwise stated, quantities have been measured net as fixed in position. |  | Noidn
11B | The Contractor is referred to Section A 'GENERAL RULES' and the measurement clauses in Section B 'PRELIMINARIES' of ARM5. |  | Item
11C | The Contractor at the time of tendering, must furnish the Pricing Document fully priced in ink in Euro. Pricing in pencil is not acceptable. All rates must be extended and all pages must be totalled & carried to the summary pages. |  | Item
| The Contractor will price every item that has a value and use realistic rates to facilitate accurate valuation of payments. Un-priced items will be deemed to have their cost included elsewhere or to be NIL value. Unrealistic rates in the submitted priced Pricing Document will be subject to adjustment in order to achieve a fair and reasonable balance within the Contract document. |  | Noidn
11D | Lump Sum Adjustment - if Contractors make a lump sum adjustment in the summary of their tenders (by way of omission of Preliminary Item values or otherwise) this adjustment will be dealt with strictly in accordance with clause 8.5.2.2. of the "Code of Procedure for single stage selective tendering" Published with the Liaison Committee Practice Notes 1994. |  | Item
Modification
| Any unauthorised modification written by the Contractor against any item in the Pricing Document will render his tender null and void. |  | noidn
Ordering materials
| This pricing document is not to be used for the purpose of ordering materials. Materials shall only be ordered from the Architect's or Engineer's Drawings. |  | Noidn
Errors in the Pricing Document
| The Employer may, without any responsibility for this, examine the Pricing Document for errors in addition or extension. If there is an error in extension, the rate will be adjusted, so that the extension remains the same. If there is an error in addition, the amounts added (and the rates making them up) will be adjusted pro-rata to the error, so that the total remains the same. This will apply if the total of the tendered rates and prices, (with value-added tax excluded), does not add up to the tendered Contract Sum. The Employer will decide which amounts and rates are to be adjusted. Instead of adjusting the amounts added the Employer may in his / her discretion adjust an adjustment item. No adjustment made under this paragraph will affect the tendered Contract Sum or the Comparative Cost of the Tender. |  | Noidn
Tender Acceptance
| The Employer shall not be bound to accept the lowest or any other tender. In the event of the Employer deciding to accept a tender, the Contract shall be awarded on the basis of the 'most economically advantageous tender' to the Employer. The Employer reserves the right to open all or any of the tender documents. Where qualifications have been attached to all or some of the tenders submitted and the tenderer refuses to withdraw their qualifications, the Employer in order to secure the most economical advantageous price reserves the right to deal with the most acceptable offer submitted. |  | Noidn
Most Economically Advantageous Tender
| The MEAT criteria and the assessment application shall be: |  | Noidn
| a) The tender price offered. |  | Noidn
| b) The daily rate for delay costs quoted by the tenderer in Schedule 2D multiplied by the notional number of delay days specified in the invitation to tender (ITT) document. |  | Noidn
| c) The hourly rates for labour quoted in Schedule 2D multiplied by the notional number of hours stated in the invitation to tender (ITT) document. |  | Noidn
| d) The tendered percentage addition / reduction on plant costs applied to the notional allowance for plant costs stated in the invitation to tender (ITT) document. |  | Noidn
| e) The tendered percentage addition / reduction on material costs applied to the notional allowance for material costs stated in the invitation to tender (ITT) document. |  | Noidn
GENERAL CONDITIONS
CONTRACT
The form and type of Contract shall be the "Public Works Contract for MINOR BUILDING and CIVIL ENGINEERING WORKS designed by THE EMPLOYER" (Hereinafter referred to as General Conditions of Contract), as issued by the Office of Public Procurement on behalf of the Department of Public Expenditure & Reform, dated 1st May 2024 [Document Reference PW-CF5 v.2.8].
| The following is a schedule of Clause Headings in the Conditions of Contract and the Contractor shall allow such amounts, (if any) that he / she requires for complying with the Conditions of Contract more fully set out in the above mentioned document; including all associated Clauses, Works Requirements, etc as required to complete the works. |  | Noidn
Clause 1: THE CONTRACT
13A | 1.1 Definitions |  | Item
13B | 1.2 Interpretation |  | Item
13C | 1.3 Inconsistencies |  | Item
13D | 1.4 Pricing Document and Works Proposals |  | Item
13E | 1.5 Performance Bond |  | Item
13F | 1.6 (not used) |  | Item
13G | 1.7 Joint Ventures |  | Item
13H | 1.8 Assignment |  | Item
13J | 1.9 Miscellaneous |  | Item
13K | 1.10 Background Information |  | Item
Clause 2: THE LAW
13L | 2.1 Law governing the Contract |  | Item
13M | 2.2 Compliance with Legal Requirements |  | Item
13N | 2.3 Consents |  | Item
13P | 2.4 Project Supervisor |  | Item
13Q | 2.5 Safety, Health and Welfare at Work Act 2005 and Safety, Health and Welfare at Work (Construction) Regulations 2013 |  | Item
14A | 2.6 Ethics in Public Office |  | Item
14B | 2.7 Data Protection |  | Item
Clause 3: LOSS, DAMAGE & INJURY
14C | 3.1 Employer's Risk of Loss and Damage to the Works |  | Item
14D | 3.2 Care of the Works |  | Item
14E | 3.3 Insurance of the Works and Other Risk Items |  | Item
14F | 3.4 Contractor's Indemnity |  | Item
14G | 3.5 Employer's Indemnity |  | Item
14H | 3.6 Public Liability and Employer's Liability Insurance |  | Item
14J | 3.7 Professional Indemnity Insurance |  | Item
14K | 3.8 Existing Facilities and Use or Occupation by Employer |  | Item
14L | 3.9 General Requirements Concerning Insurance |  | Item
14M | 3.10 Limitation of Liability
Clause 4: MANAGEMENT
14N | 4.1 Co-operation |  | Item
14P | 4.2 Contractor's Representative and Supervisor |  | Item
14Q | 4.3 Employer's Representative |  | Item
14R | 4.4 Employer's Representative's Communications |  | Item
14S | 4.5 Instructions |  | Item
14T | 4.6 Works Proposals |  | Item
14U | 4.7 Required Contractor Submissions |  | Item
14V | 4.8 (not used) |  | Item
14W | 4.9 Programme |  | Item
14X | 4.10 Progress Reports |  | Item
14Y | 4.11 Notice and Time for Employer's Obligations |  | Item
14Z | 4.12 Documents |  | Item
14AA | 4.13 Contractor's Management |  | Item
15A | 4.14 Communications |  | Item
15B | 4.15 Meetings |  | Item
15C | 4.16 Confidentiality and Secrecy |  | Item
15D | 4.17 Contractor's Things Not to be Removed |  | Item
15E | 4.18 Contractor's Documents |  | Item
Clause 5: CONTRACTOR'S PERSONNEL
15F | 5.1 Contractor's Personnel to carry out Contractor's Obligations |  | Item
15G | 5.2 Qualifications and Competence |  | Item
15H | 5.3 Pay and Conditions of Employment |  | Item
15J | 5.4 Sub-Contractors and Specialists |  | Item
15K | 5.5 Collateral Warranties |  | Item
15L | 5.6 Removal of Workers |  | Item
15M | 5.7 Weekly Labour Records |  | Item
15N | 5.8 Ancillary Certificates |  | Item
Caluse 6: PROPERTY
15P | 6.1 Ownership of Work Items |  | Item
15Q | 6.2 Infringement of Property Rights |  | Item
15R | 6.3 Works Requirements |  | Item
15S | 6.4 Rights in Contractor's Documents |  | Item
Clause 7: THE SITE
15T | 7.1 Lands Made Available for the Works |  | Item
15U | 7.2 Trespassers |  | Item
15V | 7.3 Contractor Responsible for All Site Operations |  | Item
15W | 7.4 Services for Employer's Facilities |  | Item
15X | 7.5 Security and Safety of the Site and Nuisance |  | Item
15Y | 7.6 Other Contractors |  | Item
16A | 7.7 Setting Out the Works |  | Item
16B | 7.8 Archaeological Objects and Human Remains |  | Item
16C | 7.9 Access and Facilities |  | Item
16D | 7.10 (not used) |  | Item
16E | 7.11 (not used) |  | Item
16F | 7.12 Charges |  | Item
Clause 8: QUALITY, TESTING & DEFECTS
16G | 8.1 Standards of Workmanship and Work Items |  | Item
16H | 8.2 Quality Assurance |  | Item
16J | 8.3 Inspection |  | Item
16K | 8.4 Tests |  | Item
16L | 8.5 Defects |  | Item
16M | 8.6 Defects Period |  | Item
16N | 8.7 Defects Certificate |  | Item
Clause 9: TIME & COMPLETION
16P | 9.1 Starting Date |  | Item
16Q | 9.2 Suspension |  | Item
16R | 9.3 Delay and Extension of Time |  | Item
16S | 9.4 Programme Contingency |  | Item
16T | 9.5 Omissions and Reduction of Time |  | Item
16U | 9.6 Substantial Completion |  | Item
16V | 9.7 (not used) |  | Item
16W | 9.8 Liquidated Damages |  | Item
Clause 10: CLAIMS & ADJUSTMENTS
16X | 10.1 Compensation Event |  | Item
16Y | 10.2 Contractor to Pay Employer's Cost of Checking Quantities |  | Item
17A | 10.3 Contractor Claims |  | Item
17B | 10.4 Proposed Instructions |  | Item
17C | 10.5 Employer's Representative's Determination |  | Item
17D | 10.6 Adjustments to the Contract Sum |  | Item
17E | 10.7 Delay Cost |  | Item
17F | 10.8 Price Variation |  | Item
17G | 10.9 Employer's Claims |  | Item
Clause 11: PAYMENTS
17H | 11.1 Interim Payment |  | Item
17J | 11.2 Unfixed Works Items |  | Item
17K | 11.3 Retention |  | Item
17L | 11.4 Full Payment |  | Item
17M | 11.5 Final Statement |  | Item
17N | 11.6 Time for Payment and Interest |  | Item
17P | 11.7 Value Added Tax |  | Item
17Q | 11.8 Withholding Tax |  | Item
Clause 12: TERMINATION
17R | 12.1 Termination on Contractor Default |  | Item
17S | 12.2 Consequences of Default Termination |  | Item
17T | 12.3 Suspension by the Contractor |  | Item
17U | 12.4 Termination by the Contractor |  | Item
17V | 12.5 Termination at Employer's Election |  | Item
17W | 12.6 Consequences of Termination by Contractor or at Employer's Election |  | Item
17X | 12.7 Survival |  | Item
17Y | 12.8 Payment |  | Item
17Z | 12.9 Reference to Conciliation |  | Item
Clause 13: DISPUTES
18A | 13.1 Conciliation |  | Item
18B | 13.2 Adjudication |  | Item
18C | 13.3 Arbitration |  | Item
18D | 13.4 Jurisdiction |  | Item
18E | 13.5 Agent for Service |  | Item
18F | 13.6 Continuing Obligations |  | Item
Clause 14: COVID-19 MANDATORY CLOSURE
18G | 14.1 Covid-19 Definitions |  | Item
18H | 14.2 Covid-19 General Provisions |  | Item
18J | 14.3 Covid-19 Costs |  | Item
Clause 15: PRICE VARIATION
18K | 15.1 Definitions |  | Item
18L | 15.2 Contract Sum Adjustments |  | Item
18M | 15.3 Proportions |  | Item
18N | 15.4 Change in Law |  | Item
18P | 15.5 Failure to Commence by the Start Date |  | Item
18Q | 15.6 Failure to Complete on Time |  | Item
18R | 15.7 Excluded Amounts |  | Item
18S | 15.8 Revisions to the Index Figures |  | Item
18T | 15.9 Permitted Increases and Permitted Decreases for Material Categories and Fuel Categories |  | Item
18U | 15.10 Adjustments for Labour |  | Item
18V | 15.11 Efficiency |  | Item
SCHEDULES
| Nothing in the Specification nor the Pricing Document shall over-ride, modify or affect in any way whatsoever, the application or interpretation of that which is contained in the Conditions of Contract. |  | noidn
Schedule Part 1
Include for all cost arising in connection with Schedule Part 1 - details of Schedule Part 1 Section "A" to "O" - completed by the Employer are set out
19A | [A] Employer's Representative and Communications |  | Item
Details for sending notices under clauses 12 and 13 to the Employer are:
Board of Management - St Catherine's National School
Details for sending other notices to the Employer are:
For the attention of: Mr. Liam McLoughlin
Address:
MCLA
The Employer's Representative is: MCLA
Details for sending notices to the Employer's Representative are:
For the attention of: Mr. Liam McLoughlin
Address:
MCLA
| Maximum adjustment to the Contract Sum for a single Change Order: €2,000.00, unless approved by the Employer |  | noidn
| Maximum cumulative value of adjustments to the Contract Sum for Change Orders in any three month period: €10,000.00, unless approved by the Employer |  | noidn
19B | [B] Documents |  | Item
The Works Requirements are:
As scheduled and included in Volume A
The Pricing Documents are:
These Bills of Quantities (3 number) included in Volume C
20A | [C] Project Supervisor |  | Item
20B | [D] Insurance |  | Item
20C | [E] Performance Bond |  | Item
20D | [F(i)] Collateral Warranties |  | Item
| The Contractor should note that Collateral Warranties are dealt with under a separate section of this Pricing Document. |  | noidn
20E | [F(ii)] Ancillary Certificates |  | Item
20F | [F(iii)] Named Specialists |  | Item
20G | [G] Date for Substantial Completion; Liquidated Damages; Retention |  | Item
Date for Substantial Completion:
| 24 months from commencement on site |  | noidn
Rate of liquidated damages:
| € 2400.00 per week |  | noidn
20H | [H] Early Completion |  | Item
The Employer's Representative is required to issue the certificate of Substantial Completion if the Works or a Section reaches Substantial Completion before its Date for Completion.
20J | [I] Defects Period |  | Item
The initial Defects Period is 12 months from the date of Substantial Completion of the Works.
20K | [J] Random checks for Employment Records |  | Item
Sub-clause 5.3.3A(2) shall be part of the Contract
21A | [K] Delay Events; Compensation Events; Program Contingency; Delay Cost; Adjustments |  | Item
Event 1 to 16 - [as laid out within the Schedule to the Form of Tender
Delay Event
21B | [as laid out within the Schedule to the Form of Tender] |  | Note
Compensation Event
21C | [as laid out within the Schedule to the Form of Tender] |  | Note
Event 17 - A difference between the Contract value of the Works according to the quantities and descriptions in a Bill of Quantities in the Pricing Document, if there is one,[taking into account the method of measurement and any amendments identified below] and the Contract value of the Works described in the Works Requirements, because the Bill of Quantities, when compared with the Works Requirements: includes an incorrect quantity or; includes an item that should not have been included or; excludes an item that should have been included or; gives an incorrect item description; and the difference for an item in, or that should have been in, the Bill of Quantities is more than € 500.00
Delay Event
| NO |  | noidn
Compensation Event
| Yes |  | noidn
Event 18 - An Item of Archaeologicial interest on human remains is found on the site and it was unforeseeable.
Delay Event
| Yes |  | noidn
Compensation Event
| Yes |  | noidn
Event 19 - The Contractor encounters on the site unforeseeable ground conditions or man made obstruction in the ground other than utilities.
Delay Event
| Yes |  | noidn
Compensation Event
| Yes |  | noidn
Event 20 - The Contractor encounters unforseeable utilities in the ground on the site.
Delay Event
| Yes |  | noidn
Compensation Event
| Yes |  | noidn
Event 21 - Owners of Utilities on the site do not re-locate or disconnect Utilities as stated in the Works Requirements, when the Contractor has complied with their procedures and the procedures in the contract and the failure is unforeseeable.
Delay Event
| Yes |  | noidn
Compensation Event
| Yes |  | noidn
| A weather event is when for any month between the Starting Date and the Date for Substantial Completion of the Works, the value for any of the weather data listed below, as measured at the nearest automatic weather station |  | noidn
| In sub-clause 9.4 the programme contingency threshold is 20 Site Working Days of delay caused by Compensation Events. |  | noidn
The definition of craftspersons in part 2E includes the following additional categories:
| None |  | noidn
In sub-clause 10.6.4(3), the rates to be used to determine the cost of plant are the rates in:
| The "Schedules of Dayworks Carried Out Incidental to Contract Work" published by The Civil Engineering Contractors Association (CECA) modified as follows: |  | noidn
| Sterling rates to be read as Euros |  | noidn
| In sub-clause 10.7, the amount to be added for delay cost is the daily rate tendered by the Contractor in the Schedule, part 2E (sub-clause 10.7.1(1)) |  | noidn
| In sub-clause 10.7, the Contractor is to tender in part 2E a single daily rate for delay costs |  | noidn
23A | [L] Payment Particulars |  | Item
| Period for interim payment is monthly. |  | noidn
| Minimum amount for interim payments, except for release of retention, €5,000.00. |  | noidn
| Up to 90% of the Contract Value of unfixed Works Items may be included in an interim payment, in accordance with sub-clause 11.2. |  | noidn
| The retention percentage is 5%. |  | noidn
23B | [M] (not used) |  | Item
23C | [N] Conciliation, Adjudication and Arbitration |  | Item
| Failing agreement, the conciliator will be appointed by the RIAI |  | noidn
| The person or body to appoint the arbitrator, if not agreed by the parties, is the RIAI |  | noidn
23D | [O] Rights in Contractor's Documents |  | Item
Schedule Part 2
| The Contractor must fill in the appropriate sections of the Contract Schedule Part 2 in order to submit a bonafide Tender |  | Noid
Include for all cost arising in connection with Schedule Part 2 - details of Schedule Part 2 Section "A" to "D" - to be completed by the Contractor are set out
23E | [A] Communications |  | Item
24A | [B] (not used) |  | Item
24B | [C] Date for Substantial Completion |  | Item
24C | [D] Adjustments to the Contract Sum including Delay Costs |  | Item
Schedule Part 3
| The Employer will populate the appropriate sections of the Contract Schedule Part 3, after Tender and prior to issue of the Letter of Acceptance |  | Noid
Include for all cost arising in connection with Schedule Part 3 - details of Schedule Part 3 Section "A" to "C" - to be completed by the Employer are set out
24D | (A) (not used) |  | Item
24E | (B) Named Specialists |  | Item
24F | (C) (not used) |  | Item
Contract Date, Starting Date and Date for Substantial Completion
| The date for Substantial Completion shall be the date arrived at after the time allowed for completing the works is measured from the Contract Date. The 'Starting Date' shall not be the basis of calculating the date for Substantial Completion. The meaning of "Substantial Completion" is detailed in the latest version of the Public Works Contract for Minor Building and Civil Engineering Works Designed by the Employer. |  | Noidn
Fixed Price Contract
24G | This is a Fixed Price Lump Sum Contract based on Volume A (Works Requirements) and Volume C (Pricing Document). |  | Item
Value Added Tax
25A | The Contractor shall exclude all Value Added Tax in his / her tender submission, the Contractor shall price and will be deemed to have included for all items in the tender exclusive (net) of Value Added Tax. The Contracting Authority (the School Board of Management) will be responsible for the payment of VAT (registering for) and the Contractor will subsequently be paid net certified amounts by the School's Board of Management. In this regard, the Contracting Authority (the School Board of Management) and the Contractor will need to liaise with each other to register with Revenue On-Line (ROS) upon commencement of the works in order to facilitate payment transfer from the Department of Education & Skills. This process may delay the release of the initial payment to the Contractor and so the Tenderer MUST allow herein for all pertinent costs associated with this procedural process. |  | Item
Conditions Precedent to the Award of Contract
Tax Clearance
25B | It will be a condition precedent to the award of this Contract that the successful Tenderer must comply with current Tax Clearance Procedures for Public Sector Contracts, Ref: 49/29/84 (available at www.finance.gov.ie). |  | Item
25C | It will be a condition for the award of this contract that a firm must be able to produce promptly a Tax Clearance Certificate. In the case of a non-resident, a statement from the Revenue Commissioners will be required. |  | Item
25D | Furthermore, it will be the responsibility of the successful Contractor to ensure that any Sub-Contractor employed by him on this contract is in possession of a bona-fide Tax Clearance Certificate and to submit such Certificate in each case for inspection by the Employer's Representative when required to do so. No claims for increased costs will be entertained in respect of Contractor's compliance with this condition. |  | Item
CIF Pension / Sick Pay Scheme
25E | Membership of the CIF Pension / Sick Pay Scheme is a condition precedent to the award of the contract. |  | Item
Local Labour
26A | Persons engaged upon the works should insofar as practicable and without affecting the efficiency of the work be recruited from the local offices of SOLAS to the extent that the total labour requirement of the contract exceeds the Contractor's core workforce. |  | Item
Construction Management Staff
26B | The tenderer shall provide details of the type and qualifications of their proposed construction management and site administration staff, per Clause 4 of the Conditions of Contract. |  | Item
DEFINITIONS
Approval
| The expression "Approval" or "Approved" used herein shall mean a specific approval by the Employer's Representative. This should normally be in writing or confirmed by the Contractor in writing to the Employer's Representative. |  | Noidn
Definitions for Alteration Work
| To MATCH EXISTING means to use products, materials and methods to closely match all visual characteristics and features of the existing work, with joints between existing and new work as inconspicuous as possible, all to approval and to additional specified requirements. |  | NOID
| REMOVE means remove existing work so described and all associated accessories, fastenings, linings and bedding materials without damaging adjacent work to be retained, and make good. 'Form' or 'cut' openings, etc., means remove as necessary. |  | NOID
| RE-FIX means: |  | NOID0
| 1.^^Carefully remove existing work required to be re-fixed. |  | NOID0
| 2.^^Remove fastenings and bedding materials from products / materials and clean and repair as necessary. |  | NOID0
| 3.^^Set aside and adequately protect until required. |  | NOID0
| 4.^^Re-locate accurately and fix securely using fixing and jointing materials and methods to match existing, or approved alternatives, and make good. |  | NOID0
| 5.^^Comply with additional specified requirements. |  | NOID
| MAKE GOOD means to carry out local remedial work, including the following as appropriate and necessary to leave the work sound and neat for approval: |  | NOID0
| 1.^^Remove defective parts of existing finishes and components and around any stated features. |  | NOID0
| 2.^^Fill, dress down, piece-in, patch, extend existing finishes, make minor repairs and adjustments. |  | NOID0
| 3.^^Re-fix or re-stick. |  | NOID0
| 4.^^Re-decorate. |  | NOID
| MAKING GOOD consequent upon alteration, extension and maintenance work is deemed to be included in such items. |  | NOID
| RENEW means carefully remove existing work and replace: |  | NOID0
| 1.^^with materials / products identical to those removed or approved substitutes, |  | NOID0
| 2.^^using methods similar to those used in constructing the removed work or approved alternatives, |  | NOID0
| 3.^^to meet additional specified requirements. |  | NOID
Terms "Approved", "Directed" and "Selected"
| The terms "approved", "directed", and "selected", shall mean the approval direction and selection of the Employer's Representative (in writing). |  | Noidn
Term "Supply"
| Unless otherwise stated the word "supply" shall mean to include the term "provide and fix" as is usually understood. |  | Noidn
Proprietary Names
| Wherever a proprietary name is used to specify a material or process it shall be deemed to have the term "or equivalent" appended to it. |  | Noidn
| Where a material or process is described by reference to its proprietary name the name is used to indicate the standard of construction, appearance, ease of maintenance and durability acceptable to the Employer's Representative. The Employer's Representative will approve the use of alternatives where such alternatives are shown to equal or surpass the qualities of the product or process specified. Accordingly proprietary names wherever mentioned in the Specification, Pricing Document or on the Drawings shall be deemed to mean the provision of the named product or process or an approved alternative. |  | Noidn
Fixing only materials
| Notwithstanding the provisions of the ARM4, where materials are described as 'Fix only' in this Pricing Document, the prices for such fixing will be deemed to allow for: taking delivery at site, unloading, getting in, unpacking, checking for discrepancies and faults and co-ordinating necessary replacements, storing, removing from store, distributing, hoisting, placing in position, assembling as necessary and fixing as described, protecting goods from receipt to completion of Contract, taking risk of loss or damage and for the safe return of packages, crates and the like. |  | Noidn
The term 'with'
| Where the term "with" is used in item headings and descriptions in this Pricing Document (eg. fixed to masonry with 4 No. M10 masonry bolts") it will be understood to mean "including" where the text so demands. |  | Noidn
Abbreviations
| Where the following abbreviations have been used in this Pricing Document they shall have the meanings as indicated below: |  | Noidn
| um^^^^^-^^^^^micro metre |  | Noid0
| mm^^^^^-^^^^^millimetre |  | Noid0
| m^^^^^^-^^^^^metre |  | Noid0
| m2^^^^^-^^^^^square metre |  | Noid0
| m3^^^^^-^^^^^cubic metre |  | Noid0
| t^^^^^^-^^^^^tonne |  | Noid0
| kg^^^^^-^^^^^kilogram |  | Noid0
| MPa^^^^-^^^^^Megapascals |  | Noid0
| No.^^^^-^^^^^number |  | Noid0
| (f)^^^^-^^^^^finished sizes |  | Noid0
| RHS^^^^-^^^^^Rectangular Hollow Section |  | Noid0
| SHS^^^^-^^^^^Square Hollow Section |  | Noid0
| TFB^^^^-^^^^^Tapered Flanged Beam |  | Noid0
| UB^^^^^-^^^^^Universal Beam |  | Noid0
| UC^^^^^-^^^^^Universal Column |  | Noid0
| max^^^^-^^^^^maximum |  | Noid0
| min^^^^-^^^^^minimum |  | Noid0
The Valuation of Preliminaries for Progress Payments
| The valuation of preliminaries for progress payments will be calculated in the following manner: |  | Noid1
| (a)^Items will, where appropriate, be split into the following 3 categories of cost:- |  | Noid1
| (i)^^^Establishment |  | Noid0
| (ii)^^Running costs |  | Noid1
| (iii)^Removal costs |  | Noid1
| (b)^Establishment costs will be paid for when the particular item has been set up on site e.g. erection of cabins, the installation of temporary water supply and the like. |  | Noid1
| (c)^Running costs will be paid for as a percentage of Builders' work completed by applying the following formula: (Builders' work in this context shall mean the gross value of all work done on site, at the date of the progress claim, less the value of materials on and off site and contract change orders). |  | Noid1
| ^^^^^^^^^^^^^^^TVRC^^^^ |  | Noid0
| ^^^^AP = ----------------- x BW |  | Noid0
| ^^^^^^^^^CV - (TVRC) |  | Noid1
| ^^^^where: |  | Noid1
| ^^^^AP^^^=^the amount of the formula adjustment to be inserted into the progress claim |  | Noid0
| ^^^^TVRC^=^total value of the running cost preliminaries |  | Noid0
| ^^^^CV^^^=^contract value |  | Noid0
| ^^^^BW^^^=^the total value of Builders' work completed to the date of the progress claim |  | Noid1
| (d)^Removal costs will be paid for when the particular item has been removed from site or has been finally completed e.g. removal of fences, final clean up and the like. |  | Noid1
GENERAL PARTICULARS
| A selection of Preliminary items are listed hereunder to afford the Contractor the opportunity of allowing against each item for all costs which may be incurred in complying with the terms of Contract and all relevant legislation. |  | Noid1
GENERAL PLANT, EQUIPMENT & ATTENDANT LABOUR
| Allow for all costs associated with the plant and equipment necessary to complete the works. |  | Noid1
29A | ^^^^^^^^^^^^^^^^Establishment |  | Item
29B | ^^^^^^^^^^^^^^^^Running Costs |  | Item
29C | ^^^^^^^^^^^^^^^^Removal Costs |  | Item
CRANEAGE
| Allow for all craneage necessary for the proper completion of the works. |  | Noid1
30A | ^^^^^^^^^^^^^^^^Establishment |  | Item
30B | ^^^^^^^^^^^^^^^^Running Costs |  | Item
30C | ^^^^^^^^^^^^^^^^Removal Costs |  | Item
EXTERNAL SCAFFOLDING
| Provide all necessary general and specialist temporary scaffolding for executing the works. Allow for adaptions and extensions as necessary to complete the works. Allow for all necessary protection and security for scaffolding on public roads / areas; all in accordance with Statutory Regulations and the Contractor's own Safety Statement. If the Contractor should strike any of this scaffolding before ascertaining whether it is required by a Specialist or Public Authority, he must re-erect it, if so required, at his own expense. |  | Noid1
30D | ^^^^^^^^^^^^^^^^Establishment |  | Item
30E | ^^^^^^^^^^^^^^^^Running Costs |  | Item
30F | ^^^^^^^^^^^^^^^^Removal Costs |  | Item
ACCESS / HOISTS
| Provide all necessary access platforms and hoists generally for executing the works. |  | Noid1
30G | ^^^^^^^^^^^^^^^^Establishment |  | Item
30H | ^^^^^^^^^^^^^^^^Running Costs |  | Item
30J | ^^^^^^^^^^^^^^^^Removal Costs |  | Item
TEMPORARY FENCING / HOARDINGS, GUARD RAILS & the like
| Allow for all necessary temporary fencing, hoardings, fans, planked footways, guard rails, gantries and the like for the protection of the site operatives, Public and the occupants of the adjoining Existing Properties, as well as the Live School Complex and for meeting the requirements of any Local Authority, Utility Providers or Health and Safety requirements and later shift or adapt them at any time as necessary. The Contractor shall allow for hoarding the site to prevent trespass by CHILDREN or adults and he shall visit the site to ascertain the positions and extent of all such temporary hoardings. |  | Noid1
30K | ^^^^^^^^^^^^^^^^Establishment |  | Item
30L | ^^^^^^^^^^^^^^^^Running Costs |  | Item
31A | ^^^^^^^^^^^^^^^^Removal Costs |  | Item
TEMPORARY SCREENS
31B | Provide and maintain all dustproof and weatherproof screens as necessary throughout the duration of the works, where new extension adjoins the existing building; as instructed by the Employer's Representative. The temporary screens shall be erected, removed and re-erected as required. |  | Item
TEMPORARY ROADS, TRACKS, CROSSINGS & the like
| Allow for providing all necessary roads, hard standings and crossings on site and for removal and making good on completion. |  | Noid1
31C | ^^^^^^^^^^^^^^^^Establishment |  | Item
31D | ^^^^^^^^^^^^^^^^Running Costs |  | Item
31E | ^^^^^^^^^^^^^^^^Removal Costs |  | Item
WORKS BEYOND THE BOUNDARY OF THE SITE
| Some services connections will take place outside the boundary of the site / school grounds as per the Architect's & Engineer's drawing(s) and the Contractor must allow for all additional inconvenience and cost associated with same. |  | Noidn
| Where work is described as being executed beyond the boundary of the site or in the public highway, the Contractor's price shall be deemed to include for the following as required; adequate watching and lighting, traffic signalling, temporary barricades, walking platforms and warning notices sufficient to ensure the safety of all persons, and removing same on completion, giving notice to the Local Authority, paying their fees and charges and carrying out the work to their satisfaction. The Contractor's price shall also include for maintaining in working order all services, conduits, telephone cables, etc., and for making good any damage done thereto, by reason of these works, to the satisfaction of the Authority concerned. |  | Noid1
31F | ^^^^^^^^^^^^^^^^Establishment |  | Item
31G | ^^^^^^^^^^^^^^^^Running Costs |  | Item
31H | ^^^^^^^^^^^^^^^^Removal Costs |  | Item
PUBLIC ROAD CROSSINGS
32A | Maintaining public and private roads, footpaths kerbs and the like and keeping the approaches to the site clear of mud and general building debris. The Contractor will be totally responsible for making good all damage caused by his own or any Sub-Contractors or Suppliers transport at his own expense or pay all charges in connection therewith. He must also comply with all Garda Siochana regulations. |  | Item
SITE ADMINISTRATION
| Provide all necessary facilities for the provision and keeping of all statutory records on site; including the provision of suitably qualified and experienced staff. |  | Noid1
32B | ^^^^^^^^^^^^^^^^Establishment |  | Item
32C | ^^^^^^^^^^^^^^^^Running Costs |  | Item
32D | ^^^^^^^^^^^^^^^^Removal Costs |  | Item
CRITICAL PATH PROGRAMMING
| The Contractor shall submit a Detailed Programme to the Employer's Representative within 10 days of his receipt of the order to commence, setting out a building programme forecast. Each trade operation and sub-contract, including building services and any Specialists, shall be shown on the Programme in Building sequence and the dates on which they are to start and finish are to be indicated. The Contractor shall allow for reviewing, updating and re-issuing the Detailed Programme as and when required by the Employer's Representative; The actual progress made by each trade operation and sub-contract, including building services and any Specialists, shall be shown against the planned progress; The Detailed Programme shall indicate the identified critical path including the placement of orders for material on special or long delivery. All Programme requirements are to be in accordance with the Contract Conditions (Clause 4.9). The Contractor shall submit weekly records of the resources on site (labour, materials, etc) to the Employer's Representative. |  | Noid1
32E | ^^^^^^^^^^^^^^^^Initial programme |  | Item
32F | ^^^^^^^^^^^^^^^^Progressive updates |  | Item
CONTRACTOR'S METHODOLOGY
| Tenderers are requested to submit a Construction Methodology and a Preliminary Construction Programme with their Tender indicating their approach to achievement of construction completion within the required period while complying with any Phasing conditions. |  | Noid1
33A | ^^^^^^^^^^^^^^^^Initial methodology |  | Item
33B | ^^^^^^^^^^^^^^^^Progressive updates |  | Item
CASH FLOW
| Allow for providing a cash flow analysis for the project based upon the Contract Programme. The cash flow analysis shall show expenditure requirements for the course of the project. Allow for updating the cash flow analysis on a monthly basis. |  | Noid1
33C | ^^^^^^^^^^^^^^^^Initial cash flow |  | Item
33D | ^^^^^^^^^^^^^^^^Progressive updates |  | Item
TEMPORARY SHEDS, SANITARY ACCOMMODATION & the like
| Allow for providing, maintaining, relocating during the progress of the works as necessary and removing on completion suitable offices for the site Foreman and other Management staff and Sub-Contractors, suitable mess facilities for the workmen, suitable sanitary accommodation and storage facilities for materials liable to damage from the weather. Comply with the requirements of the Factories Act. Provide an adequate secure compound in the location approved by the Employer's Representative for materials entering the site; remove all at completion of the works and make good. All in accordance with current construction standards. |  | Noid1
33E | ^^^^^^^^^^^^^^^^Establishment |  | Item
33F | ^^^^^^^^^^^^^^^^Running Costs |  | Item
33G | ^^^^^^^^^^^^^^^^Removal Costs |  | Item
TEMPORARY ACCOMMODATION for sole use of Employer's Agents
| Provide and maintain temporary office accommodation for the site meetings, adequately heated and lit with table and chairs for (10) number people. This accomodation may be used as part of the contractor's own offices provided that it is reasonably well maintained for use as accommodation for site meetings. |  | Noid1
| Provide all protective clothing including (5) number hard hats, (5) number reflective jackets and (5) number pairs of protective boots for the sole use of the Employer's Agents. |  | Noid1
34A | ^^^^^^^^^^^^^^^^Establishment |  | Item
34B | ^^^^^^^^^^^^^^^^Running Costs |  | Item
34C | ^^^^^^^^^^^^^^^^Removal Costs |  | Item
TEMPORARY WATER SUPPLY
| Allow for the adequate supply necessary to carry out the works of fresh, clean water; paying all charges and fees in connection therewith, providing all temporary storage, plumbing services, connections, including all clearing away and making good upon completion. All in accordance with current construction standards. |  | Noid1
34D | ^^^^^^^^^^^^^^^^Establishment |  | Item
34E | ^^^^^^^^^^^^^^^^Running Costs |  | Item
34F | ^^^^^^^^^^^^^^^^Removal Costs |  | Item
TEMPORARY ELECTRICITY SUPPLY
| Allow for providing all artificial lighting and power for the works, paying all charges in connection therewith; providing all temporary connections, leads, fittings and the like and clearing away and making good upon completion. All in accordance with current construction standards. |  | Noid1
34G | ^^^^^^^^^^^^^^^^Establishment |  | Item
34H | ^^^^^^^^^^^^^^^^Running Costs |  | Item
34J | ^^^^^^^^^^^^^^^^Removal Costs |  | Item
TEMPORARY SITE TELEPHONE and Facsimile Services
| The Contractor shall allow for installing and maintaining temporary telephone, scanner and e-mail facilities to both the General Foreman's offices and the offices of such other Contractor's site staff as may be required for the full period of the works; including removal upon completion of the works. Allowance should include for the payment of all charges and expenses in connection therewith. |  | Noid1
35A | ^^^^^^^^^^^^^^^^Establishment |  | Item
35B | ^^^^^^^^^^^^^^^^Running Costs |  | Item
35C | ^^^^^^^^^^^^^^^^Removal Costs |  | Item
| The Contractor shall allow for installing and maintaining temporary telephone, scanner and e-mail facilities to the Employer's Agent's office for the full period of the works; including removal upon completion of the works. Allowance should include for the payment of all charges and expenses in connection therewith. |  | Noid1
35D | ^^^^^^^^^^^^^^^^Establishment |  | Item
35E | ^^^^^^^^^^^^^^^^Running Costs |  | Item
35F | ^^^^^^^^^^^^^^^^Removal Costs |  | Item
TEMPORARY SITE SECURITY
| The Contractor shall include for safeguarding the works, materials and plant from damage by theft including all necessary watching and lighting for the security of the works and the protection of the public. Establishment and maintenance of identifiable site perimeters required as well as providing shelter and fuel for the watchmen. |  | Noid1
35G | ^^^^^^^^^^^^^^^^Establishment |  | Item
35H | ^^^^^^^^^^^^^^^^Running Costs |  | Item
35J | ^^^^^^^^^^^^^^^^Removal Costs |  | Item
PROTECTION OF THE WORKS
36A | Protect all internal finishes & features in areas where intervention will occur (against general damage during construction works); comprising of suitable coverings, placed in position, using appropriate fixings / strutting; Contractor to be responsible for the design of these temporary works, to the satisfaction of the project Architect / Engineer; adhering to all appropriate health & safety legislation; to provide adequate protection from Carpenters, Decorators and the like |  | Item
NOTICE BOARD(S)
| Obtain approval for and provide and maintain in a clean condition for the full period of the works one temporary name board approx 1.80m wide x 1.55m high displaying the title of the Project in 70mm high lettering, name of the Employer in 50mm high lettering, Consultants & Contractor names in 30mm high lettering and if required names of Sub-Contractors; all as per Architect's Drawing; fixed to and including 114.3, 5 galvanised CHS uprights anchored to RC strip foundation using 4 No. M16 chemical anchors per base plate; all as per Engineer's Drawing |  | Noid1
36B | ^^^^^^^^^^^^^^^^Establishment |  | Item
36C | ^^^^^^^^^^^^^^^^Running Costs |  | Item
36D | ^^^^^^^^^^^^^^^^Removal Costs |  | Item
PUBLICITY & ADVERTISING
| The Contractor shall not allow the works to be used for any form of publicity or advertisement without the prior approval of the Employer's Representative. No form of advertising shall be allowed to be displayed on site without the consent of the Employer's Representative. |  | Noidn
FIRE FIGHTING EQUIPMENT
| The Contractor shall allow for installing, maintaining and removing on completion of the works all fire fighting equipment necessary to comply with the relevant fire regulations. |  | Noid1
36E | ^^^^^^^^^^^^^^^^Establishment |  | Item
36F | ^^^^^^^^^^^^^^^^Running Costs |  | Item
36G | ^^^^^^^^^^^^^^^^Removal Costs |  | Item
PROTECTIVE CLOTHING
37A | Allow for all protective clothing necessary to carry out the works including but not limited to the supply of safety helmets (to BS 2826), "Hi-Vis" vests & boots for the use of all site personnel; including all visitors and representatives attending the site. |  | Item
Site Survey
37B | The Contractor shall satisfy himself in respect of the dimensions, composition and construction of the existing buildings: the Employer will make all available information known to the Contractor. However, the Contractor shall make his own enquires and investigations and shall here take notice that the Employer does not in any way whatsoever warrant the accuracy or sufficiency of the information provided. |  | Item
Setting out the Works
37C | Allow for setting out the works accurately from the information provided by the Employer's Representative. Inform the Employer's Representative when overall setting out is completed and before commencing construction. The checking of any setting out lines or levels by the Employer's Representative shall not relieve the Contractor of his responsibility for the correctness thereof. Allow for setting up temporary bench marks and 30 metre grids, or alternatively if shown upon the drawings allow for setting out baselines and establishing permanent markers. |  | Item
Schedule of Dilapidations
37D | On taking possession of the existing building the Contractor will be required to produce immediately and submit to the Employer's Representative, a photographic record and a detailed schedule of dilapidations, both internally and externally for the existing building. The agreed schedule will be held as a record of the condition of the building when possession was granted. |  | Item
Existing Services
38A | The Contractor shall fully satisfy himself as to the exact location of all existing services. The Contractor should contact the Electricity Supply Board, other Statutory Undertakings / Public Utilities and the local County Council in relation to power cables, telephone cables, drains, open drains and watermains in advance of any excavation or opening up of work and formulate a contingency plan to ensure an immediate emergency response by the relevant bodies in the event that such services are damaged. |  | Item
Overhead Line
38B | The Contractor must ensure that adequate safety precautions are taken when working in the vicinity of overhead lines. Barriers or notices as appropriate should be in place to ensure the safety of personnel in the vicinity of the cables. |  | Item
Underground Cables
38C | The Contractor must ensure that adequate safety precautions are taken when working in the vicinity of underground cables. Barriers or notices as appropriate should be in place to ensure the safety of personnel in the vicinity of the cables. |  | Item
Maintenance of Existing Services
38D | Existing services known to exist on site are shown on Engineer's drawings. Particulars of all known existing services will be indicated to the Contractor on site. He must also use his best endeavours to determine the position of all existing underground services prior to starting excavations. |  | Item
Temporary Closing of Services
38E | Temporary closing of services or any work in making connections to existing services connected to existing buildings on site shall be carried out only after seven days prior written notice to the Employer's Representative and then at such times as he shall agree, following consultation with the Employer's Representative. |  | Item
Temporary Road Closures
38F | The Contractor is to allow for all liaison, fees and costs associated with temporary road closures, barriers, signage, lighting, etc., as necessary to work safely on public roads and footpaths. |  | Item
Damage to Existing Services
39A | Protecting, upholding and maintaining all pipes, ducts, sewers, service mains, overhead cables and the like encountered during the course of the works; the Contractor shall immediately report the matter to the Employer's Representative and make good any damage caused by his own or his sub-contractor's negligence or pay any costs involved in connection therewith. |  | Item
Adjoining Property Owners, Local Authorities and Utility Providers
39B | Care shall be exercised to avoid doing anything over which the Contractor has control that may be taken as interfering with the rights of adjoining Property Owners, the Local Authorities and Utility Providers or doing anything that may reasonably be objected to by them. |  | Item
Pipe Course
39C | Pipe, cable and wire courses shall be laid out by the Contractor as early as practicable for approval by the Employer's Representative and laying or fixing shall not be commenced without such pre-approval. |  | Item
39D | Existing pipe, cable or wire courses interfered with during the execution of the work shall be reinstated if, when and as required to the Employer's Representative's satisfaction. |  | Item
Pollution
39E | Do not deposit deleterious material into surface water channels or lakes. Comply with the requirements of the Rivers and Pollution Act, the Public Health (Ireland) Acts and the Fisheries Acts. The area surrounding the site shall at all times be kept clear of all debris and rubbish associated with the works. The site shall at all times be kept as clean and tidy as possible and the Contractor shall be responsible for removing debris and rubbish on a regular basis. |  | Item
Noise Levels / Controls
39F | Provide and maintain all acoustic screens as necessary throughout the duration of the works, where new extension adjoins the existing building; as instructed by the Employer's Representative. The temporary screens shall be erected, removed and re-erected as required. |  | Item
40A | The Contractor shall comply with the statutory requirements relating to control of noise levels on site. However, allowance must also be made for working alongside the existing school complex as well as the temporary teaching facilities and the adjoining private dwelling, ensuring that no disturbance is caused to the occupants through poorly managed noise outputs. |  | Item
40B | Noise levels shall be kept to a minimum with special silencers, mufflers and suppressors applied to plant, tools, etc. Close liaison shall be maintained between the Employer, Employer's Representative and Contractor to ensure overall noise levels are maintained to an acceptable level. Particularly noisy activities shall not be carried out between 8.00 p.m. and 8.00 a.m. on any night and before 9.00 a.m. on Saturdays and Sundays. Include for complying with all requirements on Noise Control. |  | Item
40C | The Contractor shall include for compliance with BS 5228 - Noise and Vibration Control on Construction Sites, and for compliance with all current Health and Safety Regulations. Fit all compressors, percussion tools and vehicles with effective silencers of a type recommended by manufacturer's of the compressors, tools or vehicles. The Contractor will be required to liase closely with the Employer's Representative so as to minimise the nuisance caused by noise and no extra cost will be recoverable for compliance therewith. |  | Item
40D | Where the works are of a noisy nature the Contractor shall inform the Employer's Representative at least one week in advance of his intention to carry out these works. |  | Item
40E | The Contractor shall set up a stringent noise monitoring regime to monitor typical levels of noise at sensitive locations and shall report on same at each site meeting. |  | Item
40F | The Contractor shall nominate a competent and experienced Liaison Officer to deal with matters relating to noise, dust and vibration with the Planning Authority and adjacent dwelling / property owners. |  | Item
Waste Management
40G | The site shall at all times be kept as clean and tidy as possible and the Contractor shall be responsible for removing debris and rubbish on a regular basis. |  | Item
41A | Materials excavated from the site shall unless expressly stated otherwise be removed from site and disposed of at a tip / waste facility to be provided by the Contractor. The Contractor shall ensure that all waste is removed from site by approved waste disposal contractors, to approved facilities. Details of the final destination of all waste shall be furnished to the Employer's Representative quoting the reference number of the Waste Collection Permit issued under the Waste Management (Collection Permit) Regulations 2004. |  | Item
The following items pertain to specific environmental sustainability requirements being invoked on this project;
| Concrete rubble material generated from the demolition phase, shall be re-used in the proposed development wherever possible. |  | noidn
| Disposal of this material in landfill is not permitted and instead must be re-used in an environmentally sustainable manner. |  | noidn
| Generally, the Contractors' attention is drawn to the document; "Best Practice Guidelines for the Preparation of Waste Management Plans for Construction and Demolition Projects". The Contractor shall take these guidelines as mandatory and include for complying therewith as part of an overall waste management plan, thus making provision within his / her tender for same. |  | noidn
41B | The Contractor must present a Waste Management Plan, outlining specific approaches to the sustainable re-use of such rubble material, etc., for agreement with the Project Engineer and PSDP, prior to commencement of the works. The waste management plan shall include: 1. A list of proposed authorised waste collection permit holders to be employed. 2. A list of the proposed waste facility permitted sites at which the wastes may be recovered or disposed of. 3. Estimates of the proposed tonnages of construction and demolition (C & D) wastes by type e.g. soil and stone, rubble, wood, metal, and plastic. |  | Item
41C | Any waste materials not being re-used in accordance with the agreed Waste Management Plan shall be removed from site and disposed of at an approved waste facility. |  | Item
41D | The Contractor shall ensure that all waste is removed from site by approved Waste Disposal Contractors, to approved facilities. |  | Item
42A | Details of the final destination of all waste shall be furnished to the Employer's Representative quoting the reference number of the Waste Collection Permit issued under the Waste Management (Collection Permit) Regulations 2004. |  | Item
42B | Any implications of the above-referenced agreed waste management plan during the build, not included elsewhere, must be allowed for herein |  | Item
Storage of Materials
42C | All materials shall be carefully stacked and kept neat and tidy in designated areas. |  | Item
42D | Separate different materials and protect them from dirt, physical damage, reaction with other materials, marking or staining, micro organisms, mildew, fungus and vermin. Do not store materials in a manner which may cause damage to the Works or to the materials or endanger the safety of people or property. |  | Item
Environmental Control
42E | Allow for maintaining adequate temperature and humidity levels within the building prior to Substantial Completion to ensure that the requirements of manufacturers are adhered to for materials incorporated into the works or stored within the partially completed works. |  | Item
42F | Allow for drying out the works including floor slab sufficiently to allow laying of floor finishes and other finishes in accordance with the Contractor's programme. |  | Item
Protection
42G | Allow for protecting the works from damage by inclement weather, overloading, impact, or any other cause whatsoever. Provide waterproof and frost proof coverings, temporary shelters, temporary drainage and any other necessary protection for this purpose. Make good any damage caused by ineffective protection regardless of the cause. |  | Item
Material Controls
42H | All materials and prefabricated items shall be manufactured and tested in accordance with the specified requirements. When evidence of conformance depends soley on inspections and tests performed by a sub-contractor, specialist, manufacturer, supplier or independant inspecting authority, the Contractor shall ensure that such evidence is satisfactory and that appropriate records are maintained. |  | Item
43A | No materials or prefabricated items shall be used in the works until it has been verified that they comply with the specified requirements. |  | Item
43B | Where appropriate, all materials and prefabricated items delivered to the site shall bear the manufacturer's name, brand name or any other data that may be required to verify the exact nature of the material or item and relate it to the specified requirements. |  | Item
43C | Where applicable, materials and prefabricated items shall be obtained from suppliers and manufacturer's who have been assessed by an independant certification authority accredited by the National Accreditation Council for Certification Bodies. |  | Item
43D | Transportation, handling and storage of materials and prefabricated items shall be controlled to prevent mis-use, damage or deterioration. |  | Item
43E | The Contractor shall operate quarantine procedures for the identification and isolation of materials and prefabricated items that do not comply with the specified requirements. |  | Item
Testing materials
| Notwithstanding the following, the Contractor should note the specific tests pertaining to BC(A)R '14 and Part L '17, as outlined within adjoining elements of this Pricing Document and as detailed within the Works Requirements. |  | noidn
| Work test certificates shall include, whenever applicable, the location in the works, of the delivery or batch which the sample represents. |  | noidn
43F | Provide for executing all tests and supplying all material for testing as directed by the Employer's Representative. Include for delivery of concrete cube tests to Enterprise Ireland, Glasnevin, Dublin 9 or other approved body. Include for any necessary removal of fixed materials and making good after same. Include for making good after tests and for the provision of all apparatus to fully carry out same. Test results, if requested, to be sent directly to Structural Engineers. (Note: the scope of tests required is outlined in "Volume A - Works Requirements"). |  | Item
Samples
| If requested by the Employer's Representative, samples of all materials proposed to be used in the works shall be submitted to him, together with the name and address of the supplier, and such information, instructions and directions as the supplier has issued. Samples shall then be subject to the Employer's Representative's approval prior to the delivery of the materials to site. All materials delivered to and used upon the works must be at least equal in quality to the same, and the Contractor shall ensure that he complies with all manufacturer's instructions and recommendations. Any materials condemned by the Employer's Representative as unfit for use in the works shall be immediately removed from the site at the Contractor's expense. |  | noidn
44A | Supply and deliver to the Employer's Representative's office at no extra cost, samples of materials to be used in the works for approval. |  | Item
| Such samples shall not form part of the permanent works. |  | noidn
Sample panels
| Notwithstanding the following, the Contractor should note the specific samples pertaining to Part L '17 (nZEB), as outlined within adjoining elements of this Pricing Document and as detailed within the Works Requirements. |  | noidn
| Each trade and sub-contractor will be required to prepare one sample of workmanship for approval by the Employer's Representative before going ahead with the work on the particular element or trade. |  | noidn
44B | Allow for constructing sample panels of blockwork, pointing, joinery (including typical door), floor covering, wall tiling, plastering, painting and the like as may be directed by the Employer's Representative for approval. |  | Item
Inspections
44C | Allow for giving adequate notice to the Architect and Engineer in order to inspect any part of the works to be covered up. Allow for providing all necessary attendances to the Architect and Engineer whilst inspecting the works. |  | Item
Approvals
45A | Where and to the extent that products, materials or work are specified to be approved or the Employer's Representative instructs or required that they are to be approved, the same must be supplied and executed to comply with all other requirements in respect of the stated or implied characteristics either: |  | Item
| 1.^^to the express approval of the Employer's Representative or |  | noid
| 2.^^to match a sample expressly approved by the Employer's Representative as a standard for the purpose |  | noid
45B | Inspection or any other action by the Employers Representative must not be taken as approval of materials, products or work unless the Employer's Representative so confirms in writing in express terms referring to: |  | Item
| 1.^^date of inspection |  | noid
| 2.^^part of the work inspected |  | noid
| 3.^^respects or characteristics which are approved |  | noid
| 4.^^extent and purpose of the approval |  | noid
| 5.^^any associated conditions |  | noid
Defects in Existing Work
45C | Defects in existing work are to be reported to the Employer's Representative without delay. Obtain instructions before proceeding with work which may: |  | Item
| 1.^^cover up or otherwise hinder access to defective construction, or |  | noid
| 2.^^be rendered abortive by the carrying out of remedial work. |  | noid
Manufacturer's Instructions
46A | The Contractor shall ensure that the manufacturers' instructions and other information are at the site whilst the related work is being executed and shall retain these documents and upon completion of the works hand these instructions over to the Employer's Representative in suitable folders together with a contents list. Should manufacturer's instructions and the specification be at variance, the Contractor shall obtain instructions from the Employer's Representative in writing and shall proceed accordingly. |  | Item
Materials and Workmanship
| Notwithstanding the following, the Contractor should note the specific material controls pertaining to BC(A)R '14, as outlined within adjoining elements of this Pricing Document and as detailed within the Works Requirements. |  | noidn
46B | Materials, goods and workmanship are to be of the best quality of their respective kinds and those for which there is an Irish or British Standard and Code of Practice available, are to comply therewith unless otherwise stated. |  | Item
46C | The Contractor shall provide a copy of any Code of Practice, for use by the Foreman on site, and description of materials, goods or workmanship given in any one trade or section are to apply throughout this Pricing Document unless otherwise stated. |  | Item
46D | All materials delivered to the site, in connection with the works, will be required to have the relevant IS or BS code numbers and manufacturer's name and place of origin stamped thereon. A certificate of treatment for the timber products shall be submitted to the Employer's Representative, from a reputable supplier, before bringing materials on site. |  | Item
Compliance with Standards
46E | In the case of an Irish Standard the presence of an Irish Standard Mark under NSAI licence shall be evidence of compliance. Similar marks issued under licence from E.U. National Authorities shall be deemed likewise. An approved IAB mark in the case of Irish Products or equivalent E.U. National Agreement Board Certificates of EOTA in certification in the case of any product shall be evidence of compliance with the Standard so certified. |  | Item
Unsound Materials
47A | If the Contractor shall introduce any unsound, improper or imperfect work or supply any defective materials, not in accordance with the Works Requirements, then all such work shall be taken down or removed and the work renewed, reformed or re-constructed to the satisfaction of the Employer's Representative. Any material condemned is to be at once removed from the site. The Architect shall have the power to withhold his certificates until the provisions of this clause have been complied with. |  | Item
47B | The Contractor shall allow for giving the Employer's Representative each week a comprehensive list of the materials delivered to site. This list shall include the origin of the materials, type of materials and number and / or quantity of materials. |  | Item
Proof of ownership
47C | In connection with the payment for materials on site (where applicable) the Employer's Representative may ask the Contractor for proof of full ownership of goods or materials delivered to the site. If this proof is not forthcoming the Employer's Representative will be entitled to withhold certification of payment in respect of the goods or materials in question. |  | Item
Dismissal of workmen and removal of defective materials
47D | The Employer's Representative may require the Contractor to dismiss any persons employed on the works whom he deems to be incompetent or to have misconducted themselves. |  | Item
47E | The Employer's Representative shall have power to direct the removal of all defective materials from the development. |  | Item
Decision of the Employer's Representative
47F | The decision of the Employer's Representative on all questions relating to the execution of the works, the meaning of the Drawings and Specification, the manner of the execution of the works or the quality of the materials, the nature, quality of the works executed or what amount was included in the Contract shall be final, conclusive and binding. |  | Item
Work Outside the Contract
47G | The Contractor should note that claims for additional works will not be entertained unless specifically requested in writing by the Employer's Representative. |  | Item
ON & OFF-SITE MANAGEMENT
| The Contractor will be required as one of the Conditions of Contract to appoint on a full time basis an experienced and competent Project Manager (FOREMAN), approved by the Employer's Representative, whose sole duties will be the management of the project on the Contractor's behalf. The person selected by the Contractor for this position will be a member of the Contractor's staff who has already had experience of acting in a similar capacity on a job of similar size and complexity to that of this particular development. |  | Noid1
| His duties will include the following: |  | Noid
| (a) The preparation and keeping up to date of a programme which will incorporate the activities of all those participating in the Contract, this programme to be continuously developed and amended as the list of Sub-Contractors grows and agreements on dates and times are made. |  | Noid
| (b) The organisation of formal site meetings which will be attended by the Employer's Representative, Consultants and any Sub-Contractor whose presence for the discussion of some particular aspect of the job would be desired. The Employer's Representative will be responsible for calling and chairing the formal site meetings and will keep and circulate the minutes. |  | Noid
| (c) The organisation of ad-hoc informal meetings attended by all or some of the main participants in the project. Such meetings may be called at the instigation / request of the Employer's Representative for the purpose of dealing with problems which may require immediate attention or are of too detailed a nature to be discussed at the site meetings. |  | Noid
| (d) Liaison between the Employer's Representative and sub-contractors |  | Noid
| The Contractor shall provide adequate supervisory staff on site and shall constantly supervise and direct the work and ensure good progress of the various trades and sub-contractors and in their proper sequence for the completion of the contract by the due date. The type and qualifications of this supervisory staff shall be approved before commencement of the work by the Employer's Representative who shall be empowered to make reasonable demands as to qualifications in accordance with the extent and complexity of the work. |  | Noidn
48A | ^^^^^^^^^^^^^^^^Set-up Costs |  | Item
49A | ^^^^^^^^^^^^^^^^Running Costs |  | Item
49B | Allow for all Off-Site Supervision Costs associated with the Works. |  | Item
Progress Photographs
49C | The Contractor shall keep a digital camera on site for the duration of the works, and shall photograph the general progress of the works taken from locations on or about the site, as directed by the Employers Representative (default quantity; 50 photographs at one month intervals). The Contractor shall hold digital records of all photographs on site for inspection by the Employers Representative and the Design Team as required. |  | Item
49D | The Contractor shall in addition submit to the Employers Representative, on a USP device or through a Drop Box portal (in "jpeg" format), up to 20 digital photographs of progress with the site works and drainage daily when the work is at full capacity. |  | Item
Quality Management
49E | The Contractor shall comply with the requirements of ISO 9000 in respect of Quality Assurance or demonstrate to the Employer's Representative his ability to ensure the quality of the construction works. |  | Item
Handing Over
49F | Allow for notifying the Employer's Representative in writing at least ten working days prior to the anticipated date that substantial completion is to be achieved. Allow for assisting the Architect / Engineer(s) in their final inspection(s) prior to hand over. |  | Item
Defect's Liability
49G | Allow for maintaining the works in perfect condition for 12 months after the issue of the Architect's Certificate of Substantial Completion in accordance with the Conditions of Contract. |  | Item
Overtime
50A | Allow for some or all of the works being carried out in unsocial working hours in order to comply with the programme and any other restraints. The Contractor shall allow here for any increase in rates of pay which he may incur as a result of such overtime or unsocial working hours. No claim will be allowed for as a consequence of the Contractor's failure to cost this item here. |  | Item
Work by Archaeologists
50B | The Tenderer's attention is drawn to the fact that the Council Archaeologist may inspect the site during the demolition and excavation stages of the works to ascertain if there are any items of an historical nature present. The Contractor shall allow here for giving adequate notice to this department and assisting with analysis by way of hand digging and the like to small areas as required. |  | Item
50C | The Contractor is to ensure that adequate care is taken to prevent any works being covered up prior to inspection. |  | Item
Discovery
50D | All fossils, coins, articles, structures and other remains or things discovered on the site of the works shall be the absolute property of the Employer and the Contractor shall take all precautions to prevent his workmen or any other persons from removing or damaging any such articles or things and shall immediately upon discovery thereof and before removal acquaint the Employer's Representative of such discovery and except insofar as is provided under his Contract for the removal and disposal of rubble, rubbish, demolished materials and the like shall carry out at the expense of the Employer the Employer's Representative's orders as to the disposal of same. |  | Item
Charts and Schedules
50E | The Contractor shall allow for preparing and copying to the Employer's Representative all necessary charts and schedules requested by the Employer's Representative to demonstrate the details and method of construction to be used. |  | Item
Site Meetings
51A | Allow for the costs associated with the holding and attending of bi-weekly site meetings in the Contractors on-site accommodation which shall be held and for which the Contractor shall be responsible for notifying all his sub-contractors to attend such meetings. Notes of the meetings will be taken and circulated to all parties by the Employer's Representative. The Contractor shall provide for all costs and expenses involved in holding such meetings. |  | Item
Access for Visitors
51B | The Contractor shall allow for giving access to the Employer and his representatives at all reasonable times and when all Health and Safety requirements have been considered. |  | Item
Maintenance Records
| Notwithstanding the following, the Contractor should note the specific maintenance records applying under BC(A)R '14 and Part L '17, as outlined within adjoining elements of this Pricing Document and as detailed within the Works Requirements. |  | noidn
| The Tenderer MUST take notice of the following items and ensure that he / she is unambiguous with regard to the format by which the overall Safety File is to be handed over upon completion of the works. Allowance should be made within the following items for submitting a sample presentation to the Employer's Representative for approval upon commencement of the works. |  | Noidn
51C | The Contractor shall give to the Employer's Representative at Substantial Completion stage, two copies of all manufacturer's, suppliers and sub-contractors (particularly Mech & Elect) maintenance instructions (O&M Manuals). |  | Item
51D | The Contractor shall include for preparing an audio visual recording of the handover presentations for the Client at Substantial Completion stage, with particular reference to the Mechanical and Electrical Installations. |  | Item
51E | The Contractor shall provide the Employer's Representative with two copies of drawings on completion showing the works as constructed, including locations of underground and mechanical and electrical services (As-Built Drawings). |  | Item
Contractor's Site Area
52A | The Contractor's attention is drawn to the fact that he must confine his operations to limited areas of the site as shown on the Architect's drawings. |  | Item
Trespass
52B | The contractor shall take reasonable precautions to prevent workmen, including those employed by sub-contractors from trespassing on adjoining property or any part of the overall site not connected with the works. |  | Item
Working Rule Agreement
52C | Allow for all payments in connection with obligations arising under the working rule agreement. |  | Item
Sub-Letting
52D | The Main Contractor must not assign this Contract or any share or interest therein without the written consent of the Employer, nor sub-let any portion of the Works without the approval of the Employer's Representative. Where consent is given, it shall not relieve the Contractor of his liability in respect of such work. This rule is to be strictly observed on this Contract. |  | Item
Registration of Employer's and Sub-Contractor's
52E | By law, employers in the construction industry must register with the Department of Social Welfare all employees whose employment commenced on or after the 1st January 1990. A Sub-Contractor is also legally bound to notify the Department of Social Welfare of any person engaged to perform any service either with him or on his behalf whether under a Contract or any other engagement made or to be made by him. |  | Item
Payment of Contractor's Personnel
52F | Strict compliance with the Contractual obligations regarding payment of contractors personnel must be adhered to at all times; please refer to the Contract Conditions Clause 5 for details of same. |  | Item
Construction Industry Federation
52G | The successful Contractor must be a member of the Construction Industry Federation Sick Pay / Pension Scheme and employees and sub-contractors engaged by the Contractor must also be members. |  | Item
Weeds
53A | Allow for preventing the growth of noxious weeds on the site during the Contract Period. Noxious weeds include thistle, dock, ragwort, common barberry and wild hop. |  | Item
Cleaning
| Allow for cleaning down as follows:- |  | Noid
53B | ^^1.^^^^^All debris, packing cases, excess materials, plant and materials are to be removed off the site entirely |  | Item
53C | ^^2.^^^^^All marks, scratches and minor defects are to be made good |  | Item
53D | ^^3.^^^^^Decoration to be finally inspected and touched up as required |  | Item
53E | ^^4.^^^^^All windows and glazed doors to be cleaned including paint, putty and grit and finally polished with a proprietary window cleaner |  | Item
53F | ^^5.^^^^^All fittings such as electrical and sanitary ware to be cleaned down completely |  | Item
53G | ^^6.^^^^^All hardwood exposed is to be polished |  | Item
53H | ^^7.^^^^^All floors are to be cleaned out completely |  | Item
53J | ^^8.^^^^^All tiled surfaces are to be cleaned of all grit washed as directed and polished to manufacturer's recommendations |  | Item
53K | ^^9.^^^^^All painted work is to be cleaned down and washed |  | Item
CLAIMS
53L | The Contractor shall take entire charge of the site from commencement of the works to completion of same, and shall be held responsible for and make good all injuries, damages and repairs occasioned or rendered necessary to same by causes over which the Contractor shall have control. He is to take all risks and hold the Client indemnified from any claims arising from injuries to persons, animals, etc., or for structural damage to property happening from any neglect, default, want of proper care or misconduct on the part of the Contractor, his agents or employment during the execution of the works. |  | Item
CONSENTS, FEES AND CHARGES
54A | The Contractor shall certify upon completion of the Works that all work carried out by him and his subcontractors is in compliance with the design and that any design work carried out by him is in compliance with the requirements of the Building Regulations. |  | Item
54B | All costs in connection with obtaining any consents, complying with notices and paying taxes, fees & charges, other than those that the Works Requirements state that the Employer is to obtain or pay for, are to be included here. These will include any Local Authority, Utility Provider or Statutory Undertaking associated with the items identified within "Volume A" attached. |  | Item
54C | Allow here for all customs and excise duties and import licence fees and all other duties payable under the Conditions of Contract. |  | Item
| Should a recognised and responsible officer of a Local Authority desire to see the premises, buildings or documents, the Contractor shall refer him to the Employer. |  | Noidn
Works within / adjacent to existing functioning school
54D | The Main Contractor shall be permitted to connect into existing utility services subject to each utility being metered individually and the metering system proposed being approved in writing by the Employer's Representative in consultation with the Building Services Engineer. The metering system, connections, etc proposed must also be in accordance with all current regulations, legislation and Health and Safety requirements. The meter reading for the appropriate utility should be jointly read, recorded and agreed by the Contractor and the School not later than 10 days before an application for payment by the Main Contractor. The amount due from the Contractor to the school (on presentation of an Invoice by the School) should be the number of units consumed in the billing period multiplied by the FULL cost per unit of the particular utility including VAT, to be paid within 30 days. If the Contractor fails to honour a valid invoice the Contract terms should permit the Employer's Representative to deduct the amount so due from any monies owed or which may become due to the Main Contractor. |  | Item
OTHER MATTERS
55A | The Contractor is to allow here for any other Preliminary related matters included in the Conditions of Contract or any of the Contract Documents which are not specially mentioned herein but for which the Contractor requires payment. |  | Item
[06] PHASING
Information generally
| 1. Please note that notwithstanding the provisions or ARM 5, all Phasing related costs are to be included within the following items and not within the "General Preliminary" section of this Pricing Document. |  | noidn
Phasing Work Zones
| Phasing work zones; the chosen contractor shall include for onsite phasing of works zones as proposed works will take place in active school property. All tendering contractor to include proposed phasing of works and methodology of construction program within the tender submissions and the chosen contractor will liaise and agree project masterplan and phasing with architect prior to commencement of proposed works. Refer to Architects drawings for proposed extent of phased work zones (draft). All work zones and phasing tbc prior to commencement on site. - no works shall take place outside the agreed zones of works without prior agreement with architect and client. As mentioned above heras fencing to be erected to separate active school areas from all work zones, temporary access roadway and site compound. |  | noidn
| Project phasing strategy to be included for proposed works with programme phasing / timing which will include access/ segregation/ noise/ access and compound areas. Proposed works are within active school property, Refer to Architects drawings for provisional phasing layout. Access to existing school building & phasing of works to existing building(s) to be agreed with client and architect for signed off and agreed prior to commencement of works. Measures to be put in place to ensure safety of all students, teachers & visitors at all times including strict traffic management, access to site compound and health / safety regimes. Date particulars to be set out in Articles of Agreement Contract with all parties involved. |  | noidn
Refer to Phasing Work Zones Drawings
| 2101-T006 Proposed Construction Phasing Site Plan 1 of 2 |  | item
| 2101-T007 Proposed Construction Phasing Site Plan 2 of 2 |  | item
[06] GENERAL HEALTH & SAFETY OBLIGATIONS
Information generally
| 1. Please note that notwithstanding the provisions or ARM 5, all General Health & Safety related costs are to be included within the following items and not within the "General Preliminary" section of this Pricing Document. |  | Noidn
| 2. Please note that the tenderer MUST price for each item within the following or his / her tender will be deemed invalid. |  | Noidn
SAFETY, HEALTH AND WELFARE AT WORK (CONSTRUCTION) REGULATIONS 2013 : (S.I. No. 291 of 2013)
| The Preliminary Safety and Health Plan is included as part of the Works Requirements documents. |  | Noidn
62A | The Contractor shall comply in all respects with the Safety and Welfare at Work Act 2010, and with any relevant Statutory Instruments or regulations issues thereunder. |  | Item
62B | The Contractor shall be deemed to have examined the Works Requirements, the site of the work and access thereto, and to have included in the tender figure for all additional work or costs required to allow him carry out the work in compliance with the provisions of the Regulations: Safety, Health & Welfare at Work (Construction) Regulations, 2013 : (S.I. No. 291 of 2013) |  | Item
62C | The Contractor shall comply in all respects with the Factories and Safety in Industry Acts and other Acts amending those acts and with any Statutory Instruments or Regulations issued thereunder. |  | Item
62D | The Contractor shall include for procuring the insurance cover required to be obtained and maintained by the Contractor as per the conditions of the main contract and shall provide indemnity in respect of any claim for bodily injury or property damage which the contractor may incur by reason of the performance of the functions and duties of the Project Supervisor for the Construction Stage of the Project. |  | Item
To be submitted with Tender Documentation
62E | The Contractor shall submit a Safety Statement and the documents listed below which shall identify hazards and risks arising during the course of the Works and specifying how it is intended to safeguard the safety, health and welfare of parties likely to be affected. |  | Item
63A | a) Completed Health and Safety Questionnaire and Declaration of Competence, included in Invitation to Tender (ITT) letter. |  | Item
63B | b) Statement of general company policy with regard to Safety, Health and Welfare at Work. This shall include a declaration signed by the Managing Director of the company. |  | Item
63C | c) Names of persons within the company responsible for Safety, Health and Welfare on the project to which the tender relates. |  | Item
To be submitted prior to Commencement of Work on Site
63D | Health and Safety Plan for the Project, which is to be revised and updated as the Work proceeds to take account of evolving hazards and risks. |  | Item
| The Contractor shall incorporate in his Health and Safety Plan measures to deal with any hazards identified in the Safety Statement, a copy of which shall be made available on request. |  | Noidn
| The Contractor shall comply in all respects with the requirements of current legislation and regulations with respect to his employees, specialists, domestic subcontractors, visitors and other third parties. |  | Noidn
| The safety documentation shall be updated during the course of the Works to include any further hazards which may arise. |  | Noidn
[06] PROJECT SUPERVISOR
Information generally
| 1. Please note that notwithstanding the provisions or ARM 5, all PSCS related costs are to be included within the following items and not within the "General Preliminary" section of this Pricing Document. |  | Noidn
| 2. Please note that the tenderer MUST price for each item within the following or his / her tender will be deemed invalid. |  | Noidn
SAFETY, HEALTH AND WELFARE AT WORK (CONSTRUCTION) REGULATIONS 2013 : (SI 291)
65A | The Contractor shall provide for all costs in connection with his appointment as Project Supervisor for the Construction Stage (PSCS) herein; including co-operating with the Project Supervisor Design Process in the preparation and hand-over to the Client of the Safety File upon Substantial Completion. |  | Item
| The Project Supervisor for the Design Process is Cormac Dooley of Dooley Cummins Engineers LTD. |  | Noidn
| The Project Supervisor for the Construction Stage (PSCS) shall be the Main Contractor appointed to carry out the Works. |  | Noidn
| The Contractor shall co-operate with the PSDP in the preparation of the Safety File and shall provide all relevant documentation, including all technical manuals, marked up 'as built' drawings and materials safety sheets. The Employer will be unable to take possession of the Works ('Substantial Completion' stage) unless he has received the information and documentation required to allow the Employer comply with his duties in respect of the safe operation of the premises under relevant statutory provisions. |  | Noidn
| The Contractor shall include for a competent person to act as and carry out the duties of Project Supervisor for the duration of the Construction stage as set out in the current Safety, Health and Welfare at work (Construction) Regulations. |  | Noidn
| The Contractor shall ensure that the Project Supervisor for the Construction Stage has the insurances required of the Project Supervisor for the Construction Stage under its appointment. |  | Noidn
| The notification of commencement of construction of the project to the HSA shall be the responsibility of the Project Supervisor for the Construction Stage - the Contractor. |  | Noidn
| The Project Supervisor (Construction Stage) is required to confirm in writing that they will be fully responsible for any temporary works design and construction and the completion of the entire safety file documentation for this project, notwithstanding any provisions relating to these issues under the current Safety, Health and Welfare Regulations. |  | Noidn
| The Project Supervisor (Construction Stage) is required to liaise with the Project Supervisor (Design Stage) with regards to any temporary works design and construction. |  | Noidn
| The tenderer shall, providing they are in a position to do so, complete the declaration of competence attached to the Invitation to Tender letter accompanying this set of documents. The person providing the expertise required of a Project Supervisor for the Construction Stage may be either an employee or a consultant retained for the specific purpose. The firm shall not assign the Collateral Agreement without the Employer's written consent. |  | Noidn
| Where a tenderer is not deemed competent by the Employer to act as Project Supervisor for the Construction Stage then the tender submitted by that party shall be passed over and deemed invalid. |  | Noidn
| In the event of the Employer deciding to enter into a contract for the execution of the Works, the successful firm shall enter into a contract (the 'Main Contract') using the Conditions of Contract as specified elsewhere. The firm shall also enter into a Collateral Agreement to the Main Contract for the provision of the service of Project Supervisor for the Construction Stage and the performance of the duties outlined in the above mentioned Regulations in consideration of the acceptance by the Employer of the tender, or any modification thereof. |  | Noidn
| The Form of Collateral Warranty / Agreement shall be the Model Form published by the Department of Finance. |  | Noidn
[06] BUILDING REGULATION COMPLIANCE
BUILDING CONTROL (AMENDMENT) REGULATIONS 2014 : (SI 09)
82A | The Contractor shall provide for all costs in connection with his Assignment as Builder under the Building Control (Amendment) Regulations 2014 : (S.I. 09) and the associated Code of Practice, as outlined herein; including co-ordinating with the Assigned Certifier in the implementation of the Site Inspection Plan (Please see attached Appendix A and Appendix B in this regard). |  | Item
| The Assigned Certifier for the Project is Mr. Liam McLoughlin of MCLA. |  | Noidn
| The Contractor shall demonstrate to the Building Owner that they possess the "competence" to execute this building project,n accordance with S.I.80 of 2013, including all amendments or alterations in force at the time of Assigning the "Builder". |  | Noidn
| The Contractor must be a "Registered" Builder or as a minimum, capable of fulfilling the requirements of registration as set out in S.I.80 of 2013 (or the Associated Code of Practice for Inspecting & Certifying Buildings and Works). |  | Noidn
| The Contractor shall accept assignment to build & supervise the building. |  | Noidn
| The Contractor shall familiarise themselves with the drawings, specifications and other documents lodged with the Commencement Notice. |  | Noidn
| The Contractor shall ensure a Competent Person is assigned to oversee the Construction. |  | Noidn
| The Contractor shall construct the works in accordance with the plans and specifications. |  | Noidn
| The Contractor, reliant on the plans and specifications, shall construct the works in accordance with the latest building regulations. |  | Noidn
| The Contractor shall co-operate with the design team in relation to adherence with the Building Control (Amendment) Regulations 2013; including the associated Code of Practice. |  | Noidn
| The Contractor shall co-operate with the Assigned Certifier and all other Certifiers in the implementation of the site inspection plan. |  | Noidn
| The Contractor shall ensure that the workmanship complies with the requirements of the Building Regulations. |  | Noidn
| The Contractor shall ensure that materials which they select and for which they are responsible comply with the requirements of the Building Regulations. |  | Noidn
| The Contractor must vet all Suppliers & / or Sub-Contractors in relation to their ability to demonstrate "competence" in their specific area of expertise; in accordance with the new Building Control (Amendment) Regulations and associated Code of Practice. |  | Noidn
| The Contractor shall ensure that any design carried out by them or their sub-contractors is certified and submitted. |  | Noidn
| The Contractor must also specifically co-ordinate the collection of all Ancillary Certificates of Compliance from suppliers &/or sub-Contractors and the subsequent submission of same to the Assigned Certifier throughout the works. |  | Noidn
| The Contractor shall allow for carrying out the following NON-EXHAUSTIVE list of tests / surveys as deemed necessary by the Assigned Certifier or other designated inspectors or certifiers providing Ancillary Certificates and must also ensure the co-ordination and provision of all test certificates and confirmations as NON-EXHAUSTIVELY outlined herein; |  | Noidn
General Tests (during the works)
83A | ^^^Preliminary BER survey & report; to be carried out by specialist firm, prior to commencement of works |  | Item
83B | ^^^Asbestos survey & report; to be carried out by specialist firm, prior to commencement of works |  | Item
83C | ^^^Ground bearing capacity test; to be carried out by specialist firm, prior to commencement of works (to proposed vehicular yard surface areas only) |  | Item
| A Radon Protection system is being installed in accordance with the latest Building Regulations and this has been measured within the appropriate section of this Pricing Document. However, testing (before & after the works) must be performed to ensure that the level of indoor radon activity falls within the parameters specified by the Radiological Protection Institute of Ireland. |  | noidn
83D | ^^^On-site radon level test; to be carried out by specialist firm, prior to commencement of works; to include setting radon gas detectors, collecting the radon gas detectors & delivering them to the specified testing laboratory and issuing the associated report to the Employer's Representative |  | Item
84A | ^^^Radon Membrance Integrity testing; to be carried out by specialist firm, immediately following radon membrane installation; in accordance with "CIRIA C735:2014 Good practice on the testing and verification of protection systems for buildings against hazardous ground gases"; to include issuing the associated report to the Employer's Representative; depending on the results, remedial work may be necessary to rectify the installation and ultimately demonstrate compliance. |  | Item
84B | ^^^Geometrical testing of Hardcore Material; in accordance with I.S. EN 933-1, category 0/31,5 of Table E.2 for Grading (Crushed Rock); all as per S.R.21: Guidance on the use of I.S. EN 13242:2002 + A1 : 2016 - Aggregates for unbound and hydraulically bound materials for use in civil engineering work and road construction |  | Item
84C | ^^^Geometrical testing of Hardcore Material; in accordance with I.S. EN 933-1, category 0/40 of Table E.2 for Grading (Gravel); all as per S.R.21: Guidance on the use of I.S. EN 13242:2002 + A1 : 2016 - Aggregates for unbound and hydraulically bound materials for use in civil engineering work and road construction |  | Item
84D | ^^^Geometrical testing of Hardcore Material; in accordance with I.S. EN 933-1, category f7 for determining Fines Content; all as per S.R.21: Guidance on the use of I.S. EN 13242:2002 + A1 : 2016 - Aggregates for unbound and hydraulically bound materials for use in civil engineering work and road construction |  | Item
84E | ^^^Geometrical testing of Hardcore Material; in accordance with I.S. EN 933-1, category 0/125 of Table E.3 for Grading (Crushed Rock or Gravel); all as per S.R.21: Guidance on the use of I.S. EN 13242:2002 + A1 : 2016 - Aggregates for unbound and hydraulically bound materials for use in civil engineering work and road construction |  | Item
84F | ^^^Geometrical testing of Hardcore Material; in accordance with I.S. EN 933-1, category f9 for determining Fines Content; all as per S.R.21: Guidance on the use of I.S. EN 13242:2002 + A1 : 2016 - Aggregates for unbound and hydraulically bound materials for use in civil engineering work and road construction |  | Item
84G | ^^^Geometrical testing of Hardcore Matterial; in accordance with I.S. EN 933-5, category C50/10 for determining % Crushed or Broken Particles (Gravel only); all as per S.R.21: Guidance on the use of I.S. EN 13242:2002 + A1 : 2016 - Aggregates for unbound and hydraulically bound materials for use in civil engineering work and road construction |  | Item
85A | ^^^Physical testing of Hardcore Material; in accordance with I.S. EN 1097-2, category LA30 for Los Angeles Coefficient; all as per S.R.21: Guidance on the use of I.S. EN 13242:2002 + A1 : 2016 - Aggregates for unbound and hydraulically bound materials for use in civil engineering work and road construction |  | Item
85B | ^^^Durability testing of Hardcore Material; in accordance with I.S. EN 1097-6, Clause 8, category WA242 for Water Absorption; all as per S.R.21: Guidance on the use of I.S. EN 13242:2002 + A1 : 2016 - Aggregates for unbound and hydraulically bound materials for use in civil engineering work and road construction |  | Item
85C | ^^^Durability testing of Hardcore Material; in accordance with I.S. EN 1367-2, category MS25 for Magnesium Sulfate Soundness; all as per S.R.21: Guidance on the use of I.S. EN 13242:2002 + A1 : 2016 - Aggregates for unbound and hydraulically bound materials for use in civil engineering work and road construction |  | Item
85D | ^^^Chemical testing of Hardcore Material; in accordance with I.S. EN 1744-1, category ASO,2 for Acid Soluble Sulfate; all as per S.R.21: Guidance on the use of I.S. EN 13242:2002 + A1 : 2016 - Aggregates for unbound and hydraulically bound materials for use in civil engineering work and road construction |  | Item
85E | ^^^Chemical testing of Hardcore Material; in accordance with I.S. EN 1744-1, category E.2.4.4, (SR 21) for Total Sulfur; all as per S.R.21: Guidance on the use of I.S. EN 13242:2002 + A1 : 2016 - Aggregates for unbound and hydraulically bound materials for use in civil engineering work and road construction |  | Item
85F | ^^^Geological testing of Hardcore Material; in accordance with I.S. EN 932-3 and E.2.4.3, (SR 21) , category E.2.4.3, (SR 21) for Geogolical Examination; all as per S.R.21: Guidance on the use of I.S. EN 13242:2002 + A1 : 2016 - Aggregates for unbound and hydraulically bound materials for use in civil engineering work and road construction |  | Item
85G | ^^^Geological testing of Hardcore Material; in accordance with E.2.4.5, (SR 21) , category E.2.4.5, (SR 21) for Petrographic Assessment (Thin Section); all as per S.R.21: Guidance on the use of I.S. EN 13242:2002 + A1 : 2016 - Aggregates for unbound and hydraulically bound materials for use in civil engineering work and road construction |  | Item
86A | ^^^Compaction testing of hardcore filling; to be carried out by specialist firm, prior to laying of tarmac (to proposed carpark areas only) |  | Item
| Please note that (1) number complete concrete block needs to be selected from the stock on site and delivered to the laboratory for the following testing; |  | noidn
86B | ^^^Chemical testing of Concrete Block; in accordance with TRL 447 testing standard for Water Soluble Sulfate |  | Item
86C | ^^^Chemical testing of Concrete Block; in accordance with TRL 447 testing standard for Acid Soluble Sulfate |  | Item
86D | ^^^Chemical testing of Concrete Block; in accordance with TRL 447 testing standard for Total Sulfur |  | Item
86E | ^^^RICS Stage 1 testing of Concrete Block; to establish soundness and evaluate aggregate type & if visible sulphides are present |  | Item
| Please note that (6) number complete concrete blocks need to be selected from the stock on site and delivered to the laboratory for the following testing; |  | noidn
86F | ^^^Compression testing of Concrete Block; air dried, capped & tested (for 14 days), in accordance with I.S. EN 7720-1, for Compressive Strength |  | Item
| The following tests will be carried out as agreed with the project Engineer prior to commencement of the works; |  | noidn
86G | ^^^Concrete cube test(s); in accordance with the Engineer's requirements |  | Item
General Tests & Reports (upon completion)
| A Radon Protection system is being installed in accordance with the latest Building Regulations and this has been measured within the appropriate section of this Pricing Document. However, testing (before & after the works) must be performed to ensure that the level of indoor radon activity falls within the parameters specified by the Radiological Protection Institute of Ireland. |  | noidn
87A | ^^^On-site radon level testing following installation of radon membrane (only if radon detected during pre commencement test); to be carried out by specialist firm, approximately 3 months after the building is occupied; to include setting radon gas detectors, collecting the radon gas detectors & delivering them to the specified testing laboratory and issuing the associated report to the Employer's Representative; depending on the results, a subsequent visit may be necessary to activate the radon protection installation |  | Item
87B | ^^^Air-tightness test(s) in accordance with appended Guidance Documents; upon completion of the works (to demonstrate compliance with the criteria) |  | Item
87C | ^^^Acoustic survey [Sound Reverberation] & report in accordance with appended Guidance Documents; upon completion of the works (to demonstrate compliance with the criteria) |  | Item
87D | ^^^Air-monitoring & reporting during removal of Asbestos containing materials (only if Asbestos detected during pre commencement test) |  | Item
87E | ^^^Carbon Monoxide testing of constructed building upon completion |  | Item
87F | ^^^Mechanical tests (as outlined in attached appendix 1 of "BC(A)R '14 Schedule of Tests & Certificates") |  | Item
87G | ^^^Electrical tests (as outlined in attached appendix 2 of "BC(A)R '14 Schedule of Tests & Certificates") |  | Item
87H | ^^^Final BER survey & report upon completion of works |  | Item
87J | ^^^Drainage Inspection (full CCTV survey of existing and new Foul & Surface drainage upon completion, including report on same) |  | Item
General Certificates (during the works)
87K | ^^^Certificate of Performance to be provided by Contractor for all materials / products |  | Item
87L | ^^^All propriety products to be CE marked and comply with the specification |  | Item
87M | ^^^All steel to be CE marked and comply with the specification |  | Item
87N | ^^^Manufacturer's or supplier's Certificates of Compliance with standards for imported material / aggregates |  | Item
88A | ^^^Notwithstanding Certificate of Conformity, specific clarity on compliance with Pyrite standards should be provided |  | Item
88B | ^^^Contractor shall provide certificates for all prefabricated members (roof trusses, concrete slabs, manhole rings, etc.) |  | Item
88C | ^^^All drainage pipes fittings and accessories to have DOP and CE marking in accordance with the work requirements |  | Item
Commissioning Tests / Certificates (upon completion)
88D | ^^^Fire Alarm |  | Item
88E | ^^^Emergency Lighting |  | Item
88F | ^^^Gas Detection |  | Item
88G | ^^^Gas boiler installation |  | Item
88H | ^^^All other (as per attached Mechanical Installation list in Appendix 1 of "BC(A)R '14 Schedule of Tests & Certificates") |  | Item
88J | ^^^All other (as per attached Electrical Installation list in Appendix 2 of "BC(A)R '14 Schedule of Tests & Certificates") |  | Item
Waste Removal Certificates
88K | ^^^Waste Disposal Certificate (general) |  | Item
88L | ^^^Asbestos Disposal Certificate |  | Item
88M | ^^^Waste Haulage License |  | Item
Any Other Items
88N | The Contractor should include here for all other Surveys, Tests or Certificates as outlined in "BC(A)R '14 Schedule of Tests & Certificates" but not specifically mentioned within this section. Details should be included within the tender submission for such items. |  | Item
88P | The Contractor should allow here for any other Surveys, Tests or Certificates he may wish to include a cost for which do not appear elsewhere within the tender documents but which the Contractor feels are applicable in this instance. Details should be included within the tender submission for such items. |  | Item
| As an on-going control measure, the receipt of all pertinent Test Certificates, Warranties, etc., in relation to a completed item of work will be a pre-requisite to the issuing of the associated payment Certificate pertaining to that specific item of work. |  | Noidn
| The Contractor shall provide to the Assigned Certifier, such documents for which they are responsible, as may assist the Assigned Certifier to collate particulars for the purposes of handover and certification, and/or for further submissions to the Building Control Authority. |  | Noidn
| The Contractor shall make all pertinent information & documentation available in electronic means, in a format suitable for immediate uploading onto the Public Register Portal. |  | Noidn
| The Contractor shall Sign the Certificate of Compliance upon completion. |  | Noidn
| The building will not achieve "substantial completion" in a contractual context until the Completion Certificate is uploaded onto the Public Register and so the onus is on the Contractor to ensure that any relevant design / works carried out by them or their sub-contractors is certified & submitted in a timely fashion. |  | Noidn
| The Contractor shall make arrangements to ensure that records relating to building control are retained for a minimum of 6 years. |  | Noidn
| The Contractor shall make arrangements for the transfer of all pertinent records into safe keeping in event of any holder of records ceasing to trade. |  | Noidn
[06] nZEB COMPLIANCE
Technical Guidance Document Part L of the Building Regulations 2017 (nZEB) [non-dwellings]
nZEB COMPLIANCE STRATEGY:
| The Contractor shall refer to the nZEB COMPLIANCE GUIDANCE which outlines specifically the requirements in order to comply with Part L (nZEB), including the series of tests and certifications required to prove Part L (nZEB) compliance. |  | noidn
| It also critically outlines the tests and certifications required in the event of an alternative system or product being proposed by the Contractor. The Contractor shall note that a period of time needs to be built into the contract duration to provide for this situation. |  | noidn
| Design compliance requires the deployment of multiple energy and moisture assessments of the building fabric and so any changes to the specification may negatively impact upon such assessment and the associated compliance. Any change, even considered minor in nature, could alter the nature of these assessments and therefore, may require re-assessment to verify compliance. Indeed, any changes undertaken without approval of the design team may necessitate remedial intervention, if found to be in breach of the design and carried out without assessment and the associated approvals. |  | noidn
Examinations before Tendering
91A | The Contractor shall be deemed to have, before tendering, made a thorough examination of the nZEB Compliance Guidance requirements. |  | Item
Tests
91B | In particular the Contractor shall ensure that he has allowed in the preliminaries section for all tests associated with achieving the Part L (nZEB) requirement as outliined in the nZEB Compliance Guidance. |  | Item
91C | Part L requires that air pressure testing shall be carried out by a competent person certified by an independent third party. A test report should contain all the information required under section 7 of I.S. EN ISO 9972: 2015. |  | Item
Samples panels / mock-ups
91D | The Contractor shall construct sample panels / mock-ups on site for inspection by the pertinent Design Team representatives (disciplines) in accordance with pre-agreed specialist scopes. |  | Item
CERTIFICATE OF UNDERTAKING
92A | The Contractor shall sign a Part L Certificate of Undertaking prior to commencing each work stage, thus ensuring that the works are undertaken in line with the specification, drawings, details and workmanship requirements to ensure compliance with Part L of the Building Regulations. |  | Item
LIAISING WITH SUB-CONTRACTORS
92B | All trades and sub-contractors MUST be made aware of the pertinent Part L specification and details, and the importance of their integrity, quality, and continuity, etc. Any defects, damage, removal, etc., must be reported to site management and made-good before any further works or closing up progresses. |  | Item
QUALITY CONTROL RESOURCES
92C | The Contractor shall provide the Quality Control resources, systems and training to ensure that selected subcontractors have the necessary quality control systems and resources in place, including detailed measures to describe how they validate compliance with the nZEB performance requirements and how this is fully co-ordinated with the Contractor quality system for ensuring compliance with Part L of the Building Regulations. |  | Item
TECHNICAL SUBMISSION OF PROPOSED PRODUCTS
92D | Timescales: All proposals affecting the nZEB performance requirements, must be proposed 12 weeks prior to commencement of the works, as described in the nZEB compliance guidance, for the external fabric including walls , roofs, and windows - after these dates no further substitutions will be accepted for review and it will be assumed that the original specifications will be adopted. |  | Item
92E | In this regard the contractor should allow a minimum of ten working days for initial submission and comment on drawings and a further ten working days from when revised drawings are resubmitted where required. The Contractor shall programme the works to comply with this requirement, clearly indicating, shop drawing, approval and fabrication / delivery stage timelines within the programme. |  | Item
DOCUMENTS PROVIDED BY CONTRACTOR / SUBCONTRACTORS / SUPPLIERS; SUBMISSION OF INFORMATION (SUBMITTALS)
93A | Provide the detailed design and / or complete the design of products and executions in accordance with the specification, specifically showing in detail the nZEB compliance process, including co-ordinating compliance data and checking data in detail for compliance prior to submittal. |  | Item
MANAGEMENT OF THE WORKS
93B | The Contractor shall specifically produce Method Statements for specific items of work; compiled by a competent person in that field, and present to the pertinent Design Team member for approval, prior to commencement of that portion of the works. Such specific items of work shall be constantly re-evaluated and agreed between the DT & the Contractor throughout the execution of the works |  | Item
93C | The Method Statement and nZEB performance requirements should confirm the Contractor's management system for ensuring compliance with the Building Regulations |  | Item
| It should also describe how the Contractor is directly supervising the work to ensure compliance. This should include named individuals who are responsible for the compliance of their respective element of the work. The purpose of this requirement is to ensure that a culture of nZEB compliance is clearly demonstrated across the full Construction team from the selection of the sub-contractor to site tool box briefings on compliance, etc |  | noidn
93D | The Contractor shall allow for performing co-ordinator and supervisory roles in relation to Part L (nZEB), allowing for all associated costs. |  | Item
QUALITY STANDARDS / CONTROL COMPLIANCE
| List of measures / checklists / tests being used by the Contractor to ensure compliance with nZEB performance requirement. |  | noidn
| Actions taken to close out non -compliances that occur, and prevent their re-occurrence |  | noidn
| Properties tested. |  | noidn
| Pass / fail criteria. |  | noidn
| Test methods and procedures. |  | noidn
| Identity of testing agency. |  | noidn
| Test dates and times. |  | noidn
| Identities of witnesses. |  | noidn
| Analysis of results. |  | noidn
CONTRACTOR'S PROGRESS REPORT
94A | Submit a progress report at least two working days before the site meeting. Notwithstanding the Contractor's obligations under the nZEB Compliance Guidance document generally, the Contractor shall compile a Work Stage report (as per the sample report appended), in relation to all work elements / stages outlined in the preliminary Part L Inspection Plan |  | Item
94B | In addition to last the Contractor shall compile a brief report outlining the active supervisory measures that have been taken since the last meeting in order to ensure compliance with the nZEB performance required. |  | Item
CONTRACTOR'S RECORDS (SUBMITTALS)
94C | Detailed Photographs in relation to each Robust (thermal bridge) Construction Detail being constructed are to be transferred to a designated drop-box link in real time, as the works progresses. In other words, daily progress photographs are required throughout the construction of the specific Robust Details pertaining to the project. |  | Item
94D | The Contractor shall submit all relevant data and record sheets in accordance with Part L compliance at each work stage, it being a pre-requisite to payment processing in association therewith. These are to include test certificates, manufacturer |  | Item
94E | The Contractor shall ensure that all Part L quality control documents and supporting evidence is available within the Part L compliance file and presented to the Design Team for review at Site Meetings and Scheduled Inspections. |  | Item
COMMISSIONING
94F | The Contractor shall produce a commissioning plan and programme based on BSRIA job book A and BG1/2009 provisions, both of which provide detailed commissioning guidance. |  | Item
CERTIFICATE OF COMPLIANCE UPON COMPLETION
95A | The Contractor shall sign a Part L Certificate of Compliance upon completion of each work stage, confirming that they've constructed as planned and in accordance with Part L requirements, this being a pre-requisite to payment processing in association therewith. |  | Item
CONTRACTOR'S FINAL REPORTING
95B | Validation of nZEB performance required upon completion. The Contractor shall incorporate a summary of all stage reports throughout the works, as well as an executive report on Part L compliance for the project. |  | Item
95C | Upon completion of the works, the Contractor, shall present the Employers Representative with 2 hard-copy folders of the aforementioned electronic file, with and including all relevant data validating compliance of the completed project with Part L of the Building Regulations. |  | Item
nZEB ENERGY COMPLIANCE CERTIFICATE
| Assessment: iSBEM Undertaken by a person registered with SEAI. Submit registration details and evidence of qualifications when requested. |  | noidn
| Building Type: Primary School Extension. nZEB. |  | noidn
| Certificate: To be included within Building Manual. |  | noidn
| Submit: Before the date for completion stated in the contract. |  | noidn
COMPLIANCE GUIDANCE & AGREEMENT
95D | The Contractor must include here for all costs associated with fulfilling the requirements of the above-referenced document, not measured elsewhere. |  | Item
nZEB COMPLIANCE GENERALLY (not covered elsewhere)
95E | The Contractor must include here for all costs associated with compliance with the aforementioned nZEB documentation and certification, etc., not measured elsewhere. |  | Item
[06] BOND SECTION
Contractor's Performance Bond
| A performance bond is required. Provide for paying premium required by an approved Insurance Company, Bank or other appropriate Body for a Surety Bond of 12.5% of the amount of the tender. The amount of the performance bond shall be 12.5% of the initial contract sum up to certification of Substantial Completion of the Works, and 6.25% of the initial Contract Sum for the subsequent period stated in the form of in the works requirements. The Bond shall expire 450 days after the date of Substantial Completion of the Works as certified by the Employers Representative appointed under the Contract. The amount provided will not be subject to any adjustment; and this amount or the amount of the premium whichever is the lesser shall be included in the first payment on account after the Bond has been executed. |  | noidn
| A Contractor that proposes a bond issued by foreign financial institution must ensure that it contains a provision that ensures that it is subject to the exclusive jurisdiction of the Irish Courts. The sole law governing of the bond will be Irish Law. The contractor will not be allowed to commence on site until the original Bond, signed and sealed by both Surety and Contractor is produced. A copy, or a scanned copy or a letter will not be accepted. |  | noidn
| The Institution providing a bond must, if it is an insurance company, be authorised by the Financial Regulator to write guarantee business in Ireland or passported into Ireland. |  | noidn
| The form of performance bond shall be as per the current model form for Public Works Construction Contracts, as issued by the Office of Public Procurement on behalf of the Department of Public Expenditure & Reform. |  | noidn
219A | The Contractor must include here for all costs associated with obtaining the aforementioned Performance Bond |  | Item
******EXTENSION******
BUILDING SUBSTRUCTURE
(19) SUBSTRUCTURES
NOTES
| Wherever products are specified by proprietary name and the phrase “or equivalent” is not included, it is to be deemed included |  | noidn
| The Tenderer's attention is drawn to the "Works Requirements within Volume A" attached, from which this element has been prepared |  | noidn
| For detailed description of workmanship see Architect's & Engineer's Drawings / Specification |  | noidn
101A | Contractor to provide Temporary Works Design for the support of existing foundation adjacent to leanmix foundations |  | Item
Information generally
| 1. The work measured hereunder, refers to all works up to and including the ground floor slab associated with the extension. These works will largely be carried out adjacent to a live environment and all necessary precautions should be taken to ensure the safety of the adjacent building occupants. The Contractor MUST include herein for all costs associated with such precautions. |  | noidn
| 2. It is imperative that all tendering Contractors carry out an extensive and detailed site visit to familiarize themselves with the conditions and restrictions that all elements of the demolition, alteration and new work will be carried out in accordance with; Contractor to include in his / her rates herein for the nature of the site. |  | noidn
| 3. The Contractor should note limitations on working hours identified in the Preliminaries Section of this Pricing Document |  | noidn
EXCAVATION AND EARTHWORK
EXCAVATION
Excavation
Excavating trenches to receive foundations; starting from reduced level
46B | ^^^^not exceeding 2.00m deep |  | m3
Excavating isolated pits to receive foundations; starting from reduced level
46B | ^^^^not exceeding 2.00m deep |  | m3
Disposal
46C | ^^^^surface water; keep the surface of the site free of surface water |  | Item
46D | ^^^^ground water; keeping the excavations free of ground water |  | Item
Excavated material
47A | ^^^^off site |  | m3
Hardcore Clause 804 blinded broken limestone filling in accordance with Engineers Specification SR 21: Annexure E; depositing and compacting in layers maximum 225mm thickness
Filling; to excavations
47B | ^^^^average thickness exceeding 250mm |  | m3
Filling; to make up levels
47C | ^^^^T0 Struc' average thickness not exceeding 250mm |  | m3
S21 Annex E stone granular fill (hardcore) material is an all-in graded aggregate (0-32 mm) or gravel (0/40 mm) to facilitate placing and compatibility; depositing and compacting in layers maximum 225mm thickness
Filling; to make up levels
47C | ^^^^average thickness exceeding 250mm |  | m3
Surfaces treatments; blinding filling
47D | ^^^^50mm thick fine sand blinding |  | m2
CONCRETE WORK
IN-SITU CONCRETE
Unreinforced in-situ lean mix concrete; Grade C20/25; in accordance with Engineers Specification
Lean Mix
47E | ^^^^foundations |  | m3
Reinforced in-situ concrete; Grade C30/37; vibrated; in accordance with Engineers Specification
Bed
47F | ^^^^not exceeding 150mm |  | m3
Foundations
47H | ^^^^reinforced, poured against blinding layer |  | m3
Isolated foundations
47H | ^^^^reinforced, poured against blinding layer |  | m3
FORMWORK
Formwork generally; Type A plain non-fair faced finish
Sides of foundations
48A | ^^^^exceeding 250mm but not exceeding 500mm high |  | m
REINFORCEMENT
Reinforcement fabric mesh to B.S. 4483; reference A393, weighing 6.16kg/m2; no allowance in measurement for laps
Fabric
48B | ^^^^horizontal; foundations |  | m2
Reinforcement fabric mesh to B.S. 4483; reference A252, weighing 3.95kg/m2; no allowance in measurement for laps
Fabric
48C | ^^^^horizontal; structural slab |  | m2
SUNDRIES
Design joints
48D | ^^^^saw cut movement joint in concrete; including mastic sealant or equal and approved sealant |  | m
48D | ^^^^isolation joint in concrete; including mastic sealant or equal and approved sealant |  | m
Surface finishes
48E | ^^^^powerfloating |  | m2
BRICKWORK AND BLOCKWORK
BRICKWORK/BLOCKWORK
Solid Concrete Blocks; I.S. 20; compressive strength 13N/mm2; to be used with interlaced coursing providing solid blockwork to minimum overall thickness; masonry mortar type I:0.5:4/4.4 (cement: lime: sand); recessed pointing; as Engineers specification
Walls in trenches
| ^^^^100mm wide |  | m2
49D | ^^^^215mm thick |  | m2
49F | ^^^^465mm thick |  | m2
Labours
49G | ^^^^on blockwork |  | Item
Bonding to other work
49H | ^^^^tying new rising walls to existing |  | m
Roadstone Therma Block; blocks at all floor / rising wall junctions to improve thermal bridge detailing; refer to Architects foundation detail
Walls in trenches
49D | ^^^^215mm thick |  | m2
ANCILLARIES TO BRICKWORK/BLOCKWORK
Damp proof courses; "Hyload" B.S. 7431 black polythene 2000 gauge; 150mm laps; welded in accordance with manufacturers instructions bedding in cement and sand mortar (1:3); no allowance in measurement for laps
Damp proof courses
50A | ^^^^not exceeding 225mm wide; horizontal |  | m
50B | ^^^^width exceeding 225mm wide; horizontal |  | m2
Ventilation gratings; Galvanized Mild Steel; complete with all accessories and fixings; louvered pattern; building into prepared openings
50C | ^^^^225 x 225mm; pointing with mortar one side |  | nr
ROOFING, CLADDING AND WATERPROOFING
MASTIC ASPHALT AND WATERPROOF NON-METAL FLEXIBLE SHEET COVERINGS
"RMB Monarflex" RMB 400 or equal and approved radon barrier Irish Agrement Board Certificate No. 98/0075 - 3rd print: 1999-11-05; laid strictly in accordance with the manufacturers instructions on 50mm sand blinding layer; no allowance for laps; tape the radon barrier to the walls and at joints with radon tape in accordance with good practice and homebond house building manual
Damp proofing
50D | ^^^^not exceeding 225mm wide; vertical |  | m
50E | ^^^^exceeding 225mm wide; horizontal |  | m2
Collars around pipes, standards and the like; depth of collar to manufacturers recommendations
50F | ^^^^PVC drainage pipework; 150mm nominal diameter |  | nr
DRAINAGE
BELOW GROUND
Excavating trenches to receive pipes; not exceeding 250mm nominal size; grading bottoms; earthwork support; disposing of surplus excavated material by removing off site
Excavating; starting from reduced level; filling in above 400mm thick bed and cover with Type B clause 804 in accordance with Engineer's specification
51C | ^^^^average depth not exceeding 0.50m |  | m
Selected granular material in accordance with Engineer's specification
Beds and surrounds
51D | ^^^^400mm wide x 400mm thick bed and surround; to 110mm pipe |  | m
Vertical casings
51E | ^^^^500mm wide x 500mm thick at blanked radon outlet |  | m
uPVC pipes; I.S. 424; air tight welded joints in the running length
110mm pipework; in trenches
52A | ^^^^laid in position horizontal |  | m
52B | ^^^^laid in position vertical |  | m
Extra over pipes on which they occur for
52C | ^^^^pipe capping |  | nr
Monarflex Easi Sump sump complete; including all base supports as required; back fill all around with clean broken stone to Engineer`s specification; including all excavation and disposal off site
Radon sump
52D | ^^^^internal size 400 x 400 x 500mm deep; one 110mm diameter opening |  | nr
Testing and commissioning
Testing
52E | ^^^^testing the radon drainage system to the Architects satisfaction as the work proceeds and on completion |  | item
BUILDING STRUCTURE
(21) EXTERNAL WALLS
NOTES
| Wherever products are specified by proprietary name and the phrase “or equivalent” is not included, it is to be deemed included |  | noidn
| The Tenderer's attention is drawn to the "Works Requirements within Volume A" attached, from which this element has been prepared |  | noidn
| For detailed description of workmanship see Architect's & Engineer's Drawings / Specification |  | noidn
Information generally
| 1. The work measured hereunder refers to the external wall scope associated with the new extension. These works will largely be carried out adjacent to a live environment and all necessary precautions should be taken to ensure the safety of the adjacent building occupants. The Contractor MUST include herein for all costs associated with such precautions. |  | noidn
| 2. The Contractor should note limitations on working hours identified in Preliminaries Section of this Pricing Document. |  | noidn
CONCRETE WORK
PRECAST CONCRETE
Precast Concrete padstone; 'Killeshal' or equivalent 40N padstones; bedded in gauged mortar
Padstones
| ^^^^size 450 x 225 x 225mm |  | nr
Precast concrete cills (100mm face depth to suit wall make-up, extends 100mm horizontally both sides of window jamb) to all proposed windows wrapped with DPC, have 25mm vertical insulation to rear and have concrete backfill/ soap bar; bedded in gauged mortar
Window Cills
| ^^^^100mm face x 135mm back x 350mm deep |  | m
Precast concrete lintel: 'Killeshal' or equivalent prestressed standard or stock pattern units; B.S. 1239: plain rectangular section; bedding in gauged mortar; minimum bearing 200mm both sides; all in accordance with Engineer's specification
Lintels
55A | ^^^^size 215 x 300mm |  | m
55A | ^^^^size 215 x 215mm |  | m
55A | ^^^^size 215 x 440mm |  | m
BRICKWORK AND BLOCKWORK
BRICKWORK/BLOCKWORK
102.5mm selected blue brick external leaf in stretcher bond to underside of all ground floor windows; masonry mortar type I:0.5:4/4.4 (cement: lime: sand); recessed pointing; as Engineers specification
Walls
55F | ^^^^102.5mm thick |  | m2
Solid Concrete Blocks; I.S. 325 & 20; compressive strength 10N/mm2; to be used with interlaced coursing providing solid blockwork to minimum overall thickness; masonry mortar type I:0.5:4/4.4 (cement: lime: sand); recessed pointing; as Engineers specification
Walls
55F | ^^^^100mm thick |  | m2
55F | ^^^^215mm thick |  | m2
Extra over Solid Concrete Blocks
55G | ^^^^reveals; Mannok or equivalent solid thermal blocks cavity closer blocks with nib returned across cavity; 30 minute minimum fire resistance |  | m
Bonding to other work
56A | ^^^^^^expamet stainless steel wall starter; plugging; building into 100mm blockwork at 225mm centres; into existing school |  | m
56A | ^^^^^^expamet stainless steel wall starter; plugging; building into 215mm blockwork at 225mm centres; into existing school |  | m
Mannok or equivalent solid thermal blocks; refer to Specification to be read alongside manufacturers guidance; as Engineers specification
Walls
74E | ^^^^215mm thick |  | m2
ANCILLARIES TO BRICKWORK / BLOCKWORK
Ancon RT2 ties at 450mm centres maximum horizontal and vertical centres, plus additional ties around opening and joints as per Engineers specification and BBA Certification or equal approved; all as per Engineer's Specification
Forming cavities
56B | ^^^^150mm wide; between new walls |  | m2
Closing cavities; Proprietary cavity closer insulation shall be Unlin close-R (FR) or euivalent; Contractor to close all cavities at wall plate (eaves) and verge Safe-R Close-R or equivalent 150mm (Product Code- XTCLSR1200150) rigid Phenolic core between low emissivity foil facings; to be installed in accordance with instructions issued by Manufacturer.
Closing cavities; top of walls
56C | ^^^^150 x 25mm Xtratherm proprietary Cavity Closer |  | m
Closing cavities; full fill cavity wall cavity closer insulation to all window / door openings shall be 100mm depth Unilin Close-R (FR) or equivalent; the Fire Rated cavity closer insulation shall be Unilin Close-R (FR) or equivalent manufactured by Dacatie, comprising a Rigid PVC-U Outer Profile with encapsulated mineral wool; to be installed in accordance with instructions issued by Manufacturer.
Closing cavities; jambs
56D | ^^^^150 x 25mm Xtratherm proprietary Cavity Closer |  | m
Closing cavities; heads
56E | ^^^^150 x 25mm Xtratherm proprietary Cavity Closer |  | m
Built-in full fill cavity wall insulation shall be Unilin Thin-R CavityTherm CT/PIR or equivalent manufactured to EN 13165 by Unilin or equivalent, including corner boards and ancillary detail components, comprising a rigid Polyisocyanurate (PIR) core between low emissivity foil facings with engineered HIPS outer skin; 150mm CT/PIR or equivalent with a Agrement declared Lambda value of 0.021 W/mK to achieve a U value of 0.13W/m2K for the wall element; to be installed in accordance with instructions issued by Unilin or equivalent.
Insulation
56F | ^^^^110mm thick; between new walls |  | m2
56G | ^^^^25mm vertical, to rear of cill |  | m
56H | ^^^^25mm horizontal, below window boards |  | m
Flexible sheet cavity tray with Code 5 Lead Flashing; all lead work to be carried out in accordance with recommendations of Lead Sheet Association (UK)
Cavity trays
56J | ^^^^150mm cavity; overall girth 390mm; bends - 2 nr; window and door heads |  | m
DPCs shall conform to the recommendations of IS 57, BS 743, BS 6398 and BS 6515. Where sheet DPCs span across cavities, to prevent the downward ingress of water these are to be in the maximum possible un-jointed lengths, fully supported over the cavity when horizontal, fixed tightly across the cavity to prevent sagging when stepped, end jointed by welding, double welting or sealing with adhesive tape or compound and carefully protected from perforation and damage
Damp proof courses
57A | ^^^^not exceeding 225mm; horizontal; in walls |  | m
57B | ^^^^not exceeding 225mm wide; vertical; at jambs |  | m
57D | ^^^^exceeding 225mm; horizontal; under window cills |  | m2
100mm Vents ICON TL100DE or equivalent; 100/150mm background natural ventilation vents as indicated on architects proposed floor plans; final locations can be agreed on site with Architect prior to commencement of works; where indicated in existing construction contractor to include for core in existing construction, installation of wall vent and making good to all finishes internally & externally. and for all attendances and builders work associated with this installation.
Sundries
57E | ^^^^ventilation openings |  | nr
'Tescon Pro Clima' or equal approved High-Grade Air-Thightness Tape, taped to blockwork around all window / door openings
Air-Thightness Tape
57F | ^^^^width not exceeding 300mm; to window and doors heads and reveals |  | m
18mm thick; vertical; joint filler for movement joints shall be compressible non-extruding board inpregnated with high grade bitumen compound to Clause 1727; two-part polysulphide sealing compound to BS 4254 in selected colour; movement joint cover strips to be extruded aluminium and elastomerictype to Architect's approval; wall ties as specified at 225mm vertical centres each side of joint; refer to Engineer's specification
Designed joints
57H | ^^^^movement joints in 100mm blockwork |  | m
57H | ^^^^movement joints in 215mm blockwork |  | m
STRUCTURAL
STEELWORK
'Steelite Type CL/K or equal approved pressed metal insulated lintel to B.S.2989: 1982; design by manufacturer to be approved by engineer prior to installation; bedded in cement sand and lime mortar (1:1:3); minimum bearing 150mm both sides for spans up to 2250mm and 200mm end bearing for spans in excess of 2250mm; supporting 100mm external leaf blockwork; 100mm internal leaf blockwork with 150mm cavity
Lintels
58A | ^^^^steelite lintel CL/K (19nr) |  | m
(22) INTERNAL WALLS, PARTITIONS
NOTES
| Wherever products are specified by proprietary name and the phrase “or equivalent” is not included, it is to be deemed included |  | noidn
| The Tenderer's attention is drawn to the "Works Requirements within Volume A" attached, from which this element has been prepared |  | noidn
| For detailed description of workmanship see Architect's & Engineer's Drawings / Specification |  | noidn
Information generally
| 1. The work measured hereunder refers to the internal walls / partitions associated with the extension. These works will largely be carried out adjacent to a live environment and all necessary precautions should be taken to ensure the safety of the adjacent building occupants. The Contractor MUST include herein for all costs associated with such precautions. |  | noidn
| 2. The Contractor should note limitations on working hours identified in Preliminaries Section of this Pricing Document. |  | noidn
CONCRETE WORK
PRECAST CONCRETE
Precast concrete lintel: 'Killeshal' or equivalent prestressed standard or stock pattern units; B.S. 1239: plain rectangular section; bedding in gauged mortar; minimum bearing 200mm both sides; all in accordance with Engineer's specification
Lintels
55A | ^^^^size 215 x 215mm |  | m
BRICKWORK AND BLOCKWORK
BRICKWORK/BLOCKWORK
Solid textured concrete loadbearing blocks; I.S.20; compressive strength 5N/mm2; stretcher bond in cement mortar (1:3)
Walls
60E | ^^^^215mm thick |  | m2
Extra over for special bricks/blocks
60E | ^^^^like items; radiator recesses; 1200mm high |  | m
ANCILLARIES TO BRICKWORK / BLOCKWORK
Firestopping; Rockwool firestop or equivalent, fitted to top of blockwork compartment walls Note: Firestopping must be fitted between timber battens and above roofing felt; jointing with intumescent sealer and finishing with fire rated coating; to give 60 minute fire rating; all in accordance with the manufacturers instructions; all in accordance with Architects specification and drawings
Firestopping
61E | ^^^^approx 150mm high; filling junction between blockwork walls and floor slab |  | m
61E | ^^^^approx 150mm high; filling junction between blockwork walls and roof |  | m
FLOOR, WALL AND CEILING FINISHES
STUD PARTITIONS
75mm X 44mm Rough Timber C16 Treated En14081; 1no. Layer of 12.5mm gyproc Sound Block followed by 12.5mm Gryproc Harito plasterboard; board joints to be staggered, taped and filled; all board joints installed staggered in accordance with Gyprocs current installation recommendations; Gyproc DryWall screws installed at 300mm centres (200mm at external corners) Gyproc DryWall screws must maintain a minimum 10mm penetration through metal framing components; 2mm Gyproc Skim coat plaster (or Carlite Finish) applied in accordance with Gyprocs current recommendations and prepared for selected painted finish; 100mm MOY ACOUSTIC INSULATION 48kg/m3 snugly fit between all studwork; refer to Product data sheets attached in Architects appendix.
Partition
| ^^^^3315mm high |  | m
| ^^^^3150mm high |  | m
Extra over the above for
| ^^^^angles to partitions |  | nr
| ^^^^three-way intersections |  | nr
| ^^^^abutments to other finishes |  | nr
| ^^^^fair ends |  | nr
| ^^^^forming doors |  | nr
(23) FLOORS, GALLERIES
NOTES: GENERALLY
| ^^^1. Where a material or process is described by reference to its proprietary name, the name is used to indicate the standard of construction, appearance, ease of maintenance and durability acceptable to the Employer's Representative. The Employer's Representative will approve the use of alternatives where such alternatives are shown to equal or surpass the qualities of the product or process specified. Accordingly proprietary names wherever mentioned in the Specification, Schedule of Rates or on the drawings shall be deemed to mean the provision of the named product or process or an approved alternative. However, alternative materials to those specified in the Works Requirements will only be considered by the Employers Representative if they are identified at Tender Stage. If not identified at Tender Stage then the Employers Representative may not consider alternatives. |  | noidn
NOTES
| Wherever products are specified by proprietary name and the phrase “or equivalent” is not included, it is to be deemed included |  | noidn
| The Tenderer's attention is drawn to the "Works Requirements within Volume A" attached, from which this element has been prepared |  | noidn
| For detailed description of workmanship see Architect's & Engineer's Drawings / Specification |  | noidn
Information generally
| 1. The work measured hereunder refers to the first floor slab associated with the extension. These works will largely be carried out adjacent to a live environment and all necessary precautions should be taken to ensure the safety of the adjacent building occupants. The Contractor MUST include herein for all costs associated with such precautions. |  | noidn
| 2. The Contractor should note limitations on working hours identified in Preliminaries Section of this Pricing Document. |  | noidn
CONCRETE WORK
PRECAST CONCRETE
Hollowcore slab 200mm deep; contractor designed; to receive 75mm thick structural screed & mesh (measured elsewhere); design loadings to precast units excluding self-weight of units to be 2.5 to 5KN/m2; weights to be incorporated by specialist manufacturer; including shear keys, all hoisting and placing in position, levelling, temporary propping, bedding ends, grouting etc.; all ends filled with factory fitted stop end cores and concrete fill where indicated; factory formed recesses/slots for reinforcing where indicated; include for solid nibbed ends to hollowcores, where indicated, including proprietary angles, hangers, fittings and supports, where required; grout and seal all unit junctions; all to Engineer's details and performance specification; including for all sealing tapes, gun applied primers, strips, membranes, and barriers to achieve the required air tightness, complete; including all fixings and sundry items complete; all in accordance with the Architect's/Engineer's specification and drawings
Floor slabs
| ^^^^200mm deep hollowcore |  | m2
Sundries on Precast Concrete
Tying details
| ^^^^concrete filling ends; including reinforcement and formwork T12 L shaped bars at 400mm centres bent into screed and lapped with mesh; approx 1050mm long |  | m
| ^^^^straps at 1200mm centres at edge of precast floors |  | nr
Forming holes, recesses, and the like
| ^^^^400 x 200mm service duct ope through 200mm thick precast floor and screed (measured elsewhere |  | nr
| ^^^^100mm diameter ope through 200mm precast floor and screed (measured elsewhere) |  | nr
| ^^^^100mm diameter ope through 200mm precast floor and screed (measured elsewhere) |  | nr
(27) ROOF STRUCTURE
NOTES
| Wherever products are specified by proprietary name and the phrase “or equivalent” is not included, it is to be deemed included |  | noidn
| The Tenderer's attention is drawn to the "Works Requirements within Volume A" attached, from which this element has been prepared |  | noidn
| For detailed description of workmanship see Architect's & Engineer's Drawings / Specification |  | noidn
Information generally
| 1. The work measured hereunder, refers to the roof structure construction associated with the new extension. These works will largely be carried out adjacent to a live environment and all necessary precautions should be taken to ensure the safety of the adjacent building occupants. The Contractor MUST include herein for all costs associated with such precautions. |  | noidn
| 2. The Contractor MUST note that the roof members measured herein are not intended to be an exhaustive list and that the rates herein should make provision for any adjustment so required to achieve a fixed price for the works. |  | noidn
| 3. The Contractor should note limitations on working hours identified in Preliminaries Section of this Pricing Document. |  | noidn
129A | 4. All Roof Steel measured in Element [28] Frame |  | Note
WOODWORK
STRUCTURAL AND FIRST FIXINGS
C16 Timber in accordance with Engineers Specification, treating timber with preservative treatment to BS5268:1989 Part 5; all in accordances with Architects Specification
Carcassing
| ^^^^pitched roofs; 44 x 225mm deep rafters at 400mm centres |  | m
Structural softwood in accordance with Timber Specification; grading standard to EN 14081-1; strength class C24 to EN 338; approved species and origin; surface finish PAO; preservative treatment in accordance with B. S. 8417
Carcassing to pitched roofs
64F | ^^^^100 x 75 mm wall plate; fixing by bolting |  | m
| ^^^^100 x 75 mm wall plate; fixing by bolting; to flanges of steelwork |  | m
| ^^^^200 x 44mm bridging at 1350mm centres |  | m
64G | ^^^^175 x 25mm Fascia board |  | m
Labours
65D | ^^^^Treating ends of joists and the like with preservative as described |  | nr
IRONMONGERY, ACCESSORIES AND SUNDRIES
Metal accessories to woodwork in mild steel; to be fixed to rafters with 30 x 2.5mm thick heavy duty, weatherproof galvanised steel l brackets; provide brackets every 4th rafter and stagger locations.
Accessories; straps and hangers
| ^^^^30 x 2.5mm thick heavy duty, weatherproof galvanised steel L brackets |  | nr
(28) FRAME
NOTES
| Wherever products are specified by proprietary name and the phrase “or equivalent” is not included, it is to be deemed included |  | noidn
| The Tenderer's attention is drawn to the "Works Requirements within Volume A" attached, from which this element has been prepared |  | noidn
| For detailed description of workmanship see Architect's & Engineer's Drawings / Specification |  | noidn
Information generally
| 1. The work measured hereunder, refers to the structural frame associated with the new extension. These works will largely be carried out adjacent to a live environment and all necessary precautions should be taken to ensure the safety of the adjacent building occupants. The Contractor MUST include herein for all costs associated with such precautions. |  | noidn
| 2. The Contractor MUST note that the structural members measured herein are not intended to be an exhaustive list and that the rates herein should make provision for any adjustment so required to achieve a fixed price for the works. |  | noidn
| 3. The Contractor should note limitations on working hours identified in Preliminaries Section of this Pricing Document. |  | noidn
STRUCTURAL
STEELWORK
Fabricated; weldable steel; Grade S275; B.S.10025; hot rolled sections B.S. 4: Part 1: 1972; weldable fabrications and bolted site connections in accordance with B.S. 449: Part 2; all steel to be hot dipped galvanised; include for temporary propping where existing walls have been broken out; all in accordance with the Structural Engineers specification
Fabricated members
67A | ^^^^beams; member profile 25 - 50 kg/m (254 x 146 x 43 UB) |  | tonne
67A | ^^^^beams; member profile 25-50kg/m (180 x 90 x 26 PFC) |  | tonne
67A | ^^^^beams; member profile 25-50kg/m (203 x 203 x 46 UC) |  | tonne
| ^^^^beams; member profile 25-50kg/m (356 x 166 SFB) |  | tonne
67C | ^^^^columns; 25-50kg/m (120 x 120 x 8 SHS) |  | tonne
Fittings
67D | ^^^^add 15% for all plates, cleats, haunches etc in the connections with all Structural Steelwork |  | tonne
Holding Down Assemblies; Fixing to structural steelwork; allow for drilling holes in beam for holding down bolts; 100 x 100 x 600mm long RSA anchor plates typically, recessed into Grade 30N20 concrete; include for formwork and grouting to baseplates in accordance with Engineer's Specification and Drawings
Holding Down Assemblies
| ^^^^assembly consisting of M10 Fisher FISV chemical anchors, fixed at 400mm centres to PFC to support swing |  | nr
| ^^^^assembly consisting of 440 x 215 x 300mm deep bearing pad |  | nr
SURFACE TREATMENTS OFF SITE
Preparing; shot blasting to Swedish Standard Sa 2 1/2 of B.S. 7079 part A1; blast primer of 1 coat H.G.W. 2 pack epoxy zinc rich primer Ref. A5214 shall be applied to a D.F.T. of 25 microns; spot priming all bare metal with blast primer; site holding primer to be a high build zinc phosphate modified alkyd primer applied by airless spray to a D.F.T. of 75 microns; touching up on site in making good to bolts, welds, etc; all in accordance with the structural engineers specification
Structural steelwork
68B | ^^^^general surfaces |  | m2
Erection of all the foregoing steelwork
68C | ^^^^design, detail, fabricate and make all necessary welded or bolted connections between steel members in accordance with B.S. 449 |  | item
Welding on site
68D | ^^^^allow for all site welding necessary to erect all the foregoing steelwork |  | item
PAINTING AND DECORATING
PAINTING
Nullifire S60 or equivalent intumescent paint to achieve half hour fire resistance; one coat Nullifire S60 basecoat and one coat Nullifire top sealer; colour to Architect's specification; satin gloss finish; applied in strict accordance with the manufacturer's instructions
Structural steel
68E | ^^^^general surfaces; not exceeding 300mm girth |  | m2
BUILDING STRUCTURE COMPLETIONS
(31) EXTERNAL WALLS: COMPLETIONS WITHIN OPENINGS
NOTES
| The Tenderer's attention is drawn to the "Works Requirements within Volume A" attached, from which this element has been prepared |  | noidn
| The Tenderer's attention is drawn to the "Works Requirements within Volume A" attached, from which this element has been prepared |  | noidn
| For detailed description of workmanship see Architect's & Engineer's Drawings / Specification |  | noidn
Information generally
| 1. Notwithstanding that this Pricing Document is measured in accordance with the Agreed Rules of Measurement Fifth Edition 2024, the tenderer should note the following where works measured are not in accordance with ARM. |  | noidn
| 2. The work measured hereunder refers to the supply & installation of all the external windows and doors associated with the new extension. These works will largely be carried out adjacent to a live environment and so all necessary precautions should be taken to ensure the safety of the adjacent building occupants. The Contractor MUST include herein for all costs associated with such precautions. |  | noidn
| 3. The Contractor should note limitations on working hours identified in Preliminaries Section of this Pricing Document. |  | noidn
| 4. Dimensions are for pricing purposes only - all opes to be surveyed by window manufacturer prior to manufacture |  | noidn
132A | 5. Window supplier to include for all associated flashings and drips. |  | Item
| 6. All windows to be triple glazed aluminium windows, be designed and manufactured to comply with technical guidance document 021-1 guidance on the specification of windows by the department of education and science. |  | noidn
| 7. Thermally broken aluminium open out rebate type doors with Part M compliant wheelchair thresholds and emergency escape panic bolts; openings to be in accordance with latest t.g.d.; complete with ironmongery. |  | noidn
| 8. 1 hour or 1/2 hour fire-rating as indicated |  | noidn
| 9. The handing of all window opes / doors are as indicated on plans / elevations |  | noidn
WOODWORK
STRUCTURAL AND FIRST FIXINGS
Softwood to BS 1186; white deal; pressure impregnated with an approved preservative; sawn unless otherwise stated
First fixings
74A | ^^^^75 x 20mm grounds for window board |  | m
BOARDING AND SECOND FIXINGS
Window boards to be 19mm Softwood, primed and painted with pencil rounded fixed to treated battens with insulation between where appropriate; battens plugged & screwed to lean mix fill to rear of Cill.; in accordance with Architects drawings and specification
Second fixings
74B | ^^^^windowboards; 19mm thick |  | m
METALWORK
NON-STRUCTURAL
Triple glazed polyester powder coated, commercial grade, thermally broken aluminium windows and doors specified exceeding D.O.E TGD 021-1. U-value to exceed the performance of 1.2 W/m2K as per 2019 building regulations (nZEB); refer to Architects Specification 21 PROPOSED WINDOWS AND DOORS for specification.
Composite items
72A | ^^^^Window Type 01; 2800mm wide x 2200mm high |  | nr
72A | ^^^^Window Type 02; 1700mm wide x 2200mm high |  | nr
72A | ^^^^Window Type 03; 685mm wide x 850mm high; opaque |  | nr
72A | ^^^^Window Type 04; 1800mm wide x 2200mm high |  | nr
Composite items; External Doorset type 1
72A | ^^^^D34; 1200mm wide x 2900mm high; |  | nr
Composite items; External Doorset type 2
72A | ^^^^D29; 1850mm wide x 2900mm high structural ope; door and a half 1200mm wide x 2200mm high and 650mm wide x 2200mm high; including manifestations where required |  | nr
72A | ^^^^window ope; 2800mm wide x 2200mm high; |  | nr
IRONMONGERY, ACCESSORIES AND SUNDRIES
AIR SEAL TAPE
Tescon Pro Clima or equivalent taped and sealed; perimeter seals as required to meet acoustic performance; applied in accordance with manufacturers instructions and recommendations; all in accordance with Architects Drawings and Specification
Sealant
74E | ^^^^to windows and doors |  | m
WINDOW VENTS
Window trickle vent to provide background ventilation in accordance with TGD F 2019; all in accordance with Architects Drawings and Specification.
Vents
| ^^^^to windows |  | m
PAINTING AND DECORATING
PAINTING
1nr coat Fleetwood or equivalent Water based Satinwood undercoat; 2nr coats Fleetwood or equivalent Water based Satinwood; All joints, nail/screw heads to be filled, fully sanded and cleaned down.
General surfaces
74D | ^^^^not exceeding 300mm girth; window boards |  | m
(32) INTERNAL WALLS: COMPLETIONS WITHIN OPENINGS
NOTES
| Wherever products are specified by proprietary name and the phrase “or equivalent” is not included, it is to be deemed included |  | noidn
| The Tenderer's attention is drawn to the "Works Requirements within Volume A" attached, from which this element has been prepared |  | noidn
| For detailed description of workmanship see Architect's & Engineer's Drawings / Specification |  | noidn
Information generally
| 1. The work measured hereunder refers to the supply & installation of all the internal doors associated with the new extension and existing building as required. These works will largely be carried out adjacent to a live environment and so all necessary precautions should be taken to ensure the safety of the adjacent building occupants. The Contractor MUST include herein for all costs associated with such precautions. |  | noidn
| 2. The work measured hereunder refers to the internal doors, frames, architraves, and ironmongery requirement for the project within the new extension. These works will largely be carried out adjacent to a live environment and all necessary precautions should be taken to ensure the safety of the adjacent building occupants. The Contractor MUST include herein for all costs associated with such precautions. |  | noidn
| 3. Please note that the doors and screens measured hereunder are composite items and the rates quoted should include for the door, frame and glazing beads as described. Door sizes given are indicitive only to the blockwork ope size. |  | noidn
| 4. The composite item is deemed to include all component items outlined in the Architect's specification i.e. slips, stop beads, glass, etc |  | noidn
| 5. All mortices and holes together with packing material between the frame and structure of all doorsets and framesets are deemed to be included |  | noidn
WOODWORK
STRUCTURAL AND FIRST FIXINGS
Softwood to BS 1186; white deal; pressure impregnated with an approved preservative; sawn unless otherwise stated
First fixings
| ^^^^35 x 15mm, fixing to blockwork backgrounds |  | m
BOARDING AND SECOND FIXINGS
100 x 19mm red deal architraves; in accordance with Architects specifications
Second fixings
| ^^^^architraves; 100 x 19mm |  | m
COMPOSITE ITEMS
30 minute fire rated; Solid Formica Laminate door; refer to Architects specification for ironmongery and full specification; refer to Architects drawing T402 and specification internal doors and screens details.
Composite items; doors
78B | ^^^^Door Type 6; 1050mm wide x 2100mm high structural opening; 1050 x 2100mm door opening |  | nr
78B | ^^^^Door Type 11; 1050mm wide x 2100mm high structural opening; 1050 x 2100mm door opening |  | nr
Extra over the above for
78B | ^^^^Pyrostop or equally approved, Georgian wire glass is not permitted; 200mm wide x 1500mm high vision panel |  | nr
Formica Laminate door with vision panel as indicated; refer to Architects specification for ironmongery and full specification; refer to Architects drawing T402 and specification for internal doors and screens details.
Composite items; doors
79A | ^^^^Door type 5; 1050mm wide x 2100mm high structural opening; 1050 x 2100mm door opening |  | nr
Extra over the above for
78B | ^^^^Pyrostop or equally approved, Georgian wire glass is not permitted; 200mm wide x 1500mm high vision panel |  | nr
Solid Formica Laminate door; refer to Architects specification for ironmongery and full specification; refer to Architects drawing T402 and specification for internal doors and screens details.
Composite items; doors
78B | ^^^^Door Type 7; 900mm wide x 2100mm high structural opening; 900 x 2100mm door opening |  | nr
IRONMONGERY, ACCESSORIES AND SUNDRIES
30 minute intumescent fire and smoke seals; all in accordance with Architects Drawings and Specification
Sundries
| ^^^^15mm x 4mm intumescent strip; fitted in rebate in door frames to door sides leaf and head; including forming rebate in door |  | m
Perimeter seals as required to meet acoustic performance, Maximum 30RW (dB) for airborne sound insulation between circulation spaces and other spaces used by students; all in accordance with Architects Drawings and Specification
Sundries
| ^^^^perimeter seal |  | m
Refer to KCC Ironmongery Specification for ironmongery requirements. Contractor to include for supply, installation and commissioning of all items and associated works referred to in the specialist Ironmongery Schedule or equal and approved supplier.
Ironmongery Single Door set - FD 30s
| ^^^^KCC or equivalent Grade 304 Stainless Steel 'Fire Door Keep Shut' Sign |  | nr
| ^^^^KCC or equivalent Floor Mounted Door Stop |  | nr
| ^^^^KCC or equivalent Stainless Steel 304 Square Corner Kicking Plate. H150mm x W900mm. |  | nr
| ^^^^Fire Rated Interdens Based Intumescent KCC or equivalent Lock Protector,1mm, White |  | nr
| ^^^^Flexfire or equivalent Fire Rated Graphite Based Intumescent Hinge plate Protector, Radius, 1mm, Black, Self-Adhesive |  | nr
| ^^^^Tigris Premium, or equivalent Patented Single & Turn Cylinder 3535 to BS EN1303:2015 grade 160B0C6C |  | nr
| ^^^^KCC or equivalent Linear Boxed Power Supply Unit Certified to EN60950,24VDC 1amp |  | nr
| ^^^^Dormakaba Rack & Pinion Door Closer c/w Scissor Arm & Hold Open Unit. 53010001 |  | nr
| ^^^^KCC or equivalent Tubular Stainless Steel 304 19mm Unsprung Rose Lever Handle on Rose to BS EN1906:2012 grade 37-B030B |  | set
| ^^^^KCC or equivalent Stainless Steel 304 Euro Profile Escutcheon. 5mm |  | nr
| ^^^^Frisco or equivalent Stainless-Steel Maintenance Free Self- Lubricating Thrust Bearing Hinge to hEN1935 grade 476114014and Certifire CF336 |  | nr
| ^^^^KCC or equivalent Heavy Duty Modular Mortice Sash lock c/w Anti-Rattle Adjustable Strike Plate to hEN12209 grade 3X510F3BC20 and Certifire CF5234 |  | nr
| ^^^^KCC or equivalent Finger shield Finger Guard - Push Side & Pull Side Set x 1,960mm |  | nr
Ironmongery Single Door set
| ^^^^KCC or equivalent Floor Mounted Door Stop |  | nr
| ^^^^KCC or equivalent Stainless Steel 304 Square Corner Kicking Plate. H150mm x W900mm. |  | nr
| ^^^^ Interdens Based Intumescent KCC or equivalent Lock protector,1mm, White |  | nr
| ^^^^Flexfire or equivalent Graphite Based Intumescent Hinge plate Protector, Radius, 1mm, Black, Self-Adhesive |  | nr
| ^^^^Tigris Premium, or equivalent Patented Single & Turn Cylinder 3535 to BS EN1303:2015 grade 160B0C6C |  | nr
| ^^^^KCC or equivalent Linear Boxed Power Supply Unit Certified to EN60950,24VDC 1amp |  | nr
| ^^^^Dormakaba Rack & Pinion Door Closer c/w Scissor Arm & Hold Open Unit. 53010001 |  | nr
| ^^^^KCC or equivalent Tubular Stainless Steel 304 19mm Unsprung Rose Lever Handle on Rose to BS EN1906:2012 grade 37-B030B |  | set
| ^^^^KCC or equivalent Stainless Steel 304 Euro Profile Escutcheon. 5mm |  | nr
| ^^^^Frisco or equivalent Stainless-Steel Maintenance Free Self- Lubricating Thrust Bearing Hinge to hEN1935 grade 476114014and Certifire CF336 |  | nr
| ^^^^KCC or equivalent Heavy Duty Modular Mortice Sash lock c/w Anti-Rattle Adjustable Strike Plate to hEN12209 grade 3X510F3BC20 and Certifire CF5234 |  | nr
| ^^^^KCC or equivalent Finger shield Finger Guard - Push Side & Pull Side Set x 1,960mm |  | nr
Ironmongery Single Dorset for Standard W/C - FD Nil
| ^^^^KCC or equivalent Grade 304 Stainless Steel Unisex Symbol |  | nr
| ^^^^Hat & Coat Hook |  | nr
| ^^^^KCC or equivalent Floor Mounted Door Stop |  | nr
| ^^^^KCC or equivalent Stainless Steel 304 Square Corner Kicking Plate. H150mm x W900mm. |  | nr
| ^^^^KCC or equivalent Tubular Stainless Steel 304 19mm Unsprung Rose Lever Handle on Rose to BS EN1906:2012 grade 37-B030B |  | set
| ^^^^KCC or equivalent Stainless Steel 304 Standard Thumb turn & Release. 6mm |  | nr
| ^^^^Frisco or equivalent Stainless-Steel Maintenance Free Self- Lubricating Thrust Bearing Hinge to hEN1935 grade 476114014and Certifire CF336 |  | nr
| ^^^^KCC or equivalent Heavy Duty Modular Mortice Sash lock c/w Anti-Rattle Adjustable Strike Plate to hEN12209 grade 3X510F3BC20 and Certifire CF5234 |  | nr
| ^^^^KCC or equivalent Finger shield Finger Guard - Push Side & Pull Side Set x 1,960mm |  | nr
Access control system to be provided as indicated on architects. Refer to Architects Door Schedule; to be read in conjunction with M&E engineers’ drawings and specification.
Access Control
| ^^^^Allow for supply of access control as per Galileo Energy Services design |  | item
PAINTING AND DECORATING
PAINTING AND DECORATING
All joints, nail/screw heads to be filled, fully sanded and cleaned down; Fleetwood Water based Satinwood undercoat 1 no. coats; Fleetwood Water based Satinwood 2no. coats.
General surfaces
| ^^^^not exceeding 300mm girth; architraves |  | m
(37) ROOF COMPLETIONS
NOTES
| The Tenderer's attention is drawn to the "Works Requirements within Volume A" attached, from which this element has been prepared |  | noidn
| For detailed description of workmanship see Architect's & Engineer's Drawings / Specification |  | noidn
Information generally
| 1. Notwithstanding that this Pricing Document is measured in accordance with the Agreed Rules of Measurement Fifth Edition 2024, the tenderer should note the following where works measured are not in accordance with ARM. |  | noidn
| 2. The work measured hereunder refers to the external wall scope associated with the new extension. These works will largely be carried out adjacent to a live environment and all necessary precautions should be taken to ensure the safety of the adjacent building occupants. The Contractor MUST include herein for all costs associated with such precautions. |  | noidn
| 3. The Contractor should note limitations on working hours identified in Preliminaries Section of this Pricing Document. |  | noidn
METALWORK
NON STRUCTURAL
Supply, installation and certification of Skyway Fall Prevention Cable System or equal and approved including all support posts, stainless steel components and hardware, compliant with EN795. This system is to be designed by the fall prevention system supplier (not Design Team).
Bars, rods and the like
| ^^^^like items; Skyway or equivalent fall prevention cable system; 8mm stainless steel cable system on posts as per specification below and manufacturers design and instructions. Posts may deform in the event of a fall but must not come apart – i.e. must be fully welded with no internal spring or other active mechanisms. |  | m
Special fittings
| ^^^^Skyway Keeline or equivalent Post system - Upright Posts for Profiled Sheet Roofs; fixed as per Manufacturer's recommendations; fully weathered to paralon in accordance with the Manufacturer's instructions and details; including all cutting, shaping and dressing roof finishes |  | nr
Accessories
| ^^^^Skyway Full Body Harness |  | nr
| ^^^^Skyway Standard 2m shock absorbing lanyards |  | nr
| ^^^^Skyway 10m Rope & Grabs |  | nr
| ^^^^Skyway Cable Shuttles |  | nr
| ^^^^Training and operation demonstration |  | item
Sundries
| ^^^^Provide for all necessary costs in connection with the design and design approval of the proposed works |  | item
| ^^^^Provide for Professional Indemnity Insurance |  | item
BUILDING FINISHES
(41) WALL FINISHES EXTERNALLY
NOTES
| The Tenderer's attention is drawn to the "Works Requirements within Volume A" attached, from which this element has been prepared |  | noidn
| For detailed description of workmanship see Architect's & Engineer's Drawings / Specification |  | noidn
Information generally
| 1. Notwithstanding that this Pricing Document is measured in accordance with the Agreed Rules of Measurement Fifth Edition 2024, the tenderer should note the following where works measured are not in accordance with ARM. |  | noidn
| 2. The work measured hereunder refers to the external wall scope associated with the new extension. These works will largely be carried out adjacent to a live environment and all necessary precautions should be taken to ensure the safety of the adjacent building occupants. The Contractor MUST include herein for all costs associated with such precautions. |  | noidn
| 3. The Contractor should note limitations on working hours identified in Preliminaries Section of this Pricing Document. |  | noidn
FLOOR, WALL AND CEILING FINISHINGS
IN SITU FINISHES
22mm External Sponge Finish Render to be applied as indicated on architectural drawings22 mm. External rendering to comprise of 3-5mm thick 1:1.5-2 cement: sharp sand scud coat; 9mm 1:1:6 cement: lime: sharp sand scratch coat; 9mm 1:1:6 cement: lime: sharp sand float coat with textured finish to be agreed with the architect; all in accordance with Architects Drawings and Specification
Walls
55F | ^^^^not exceeding 300mm wide |  | m2
55F | ^^^^exceeding 300mm wide |  | m2
Movement / Expansion Joints; renderplas PVCu Movement & Expansion Joint bead ref. MJ15 or equal and approved; To BS EN 13914-1:2005 - External Rendering; to be used where structural movement joints are located under render & may also be used as day joints or to define different coloured render panels; bead should also be used where a change in background substrate occurs; butt joints to be embedded in silicone mastic to prevent water ingress; mechanical fixing to be avoided to prevent distortion of bead; all in accordance with Architects Drawings and Specification
Sundries
56A | ^^^^movement joints |  | m
Stainless steel accessories; fixing with plaster dabs or staples to blockwork/concrete backgrounds; all in accordance with Architects Drawings and Specification
Sundries
56A | ^^^^like items; stop bead; "Expamet Ref 542" or equivalent |  | m
56A | ^^^^like items; angle bead; "Expamet Ref 545" or equivalent |  | m
PAINTING AND DECORATING
PAINTING
Contractor to include for painting of all external walls of proposed extension and existing block where alterations are taking place; 3 x no coats DULUX or equivalent trade Weather shield finish externally, colour to be approved by architect prior to application; 5 no different colours paints to be provided to the external walls they listed below.
Walls
55F | ^^^^not exceeding 300mm wide (DULUX 10BB 83/014 WHITE.) |  | m2
55F | ^^^^exceeding 300mm wide (DULUX 10BB 83/014 WHITE) |  | m2
Extra over for
55F | ^^^^^^feature colour DULUX 30YY 20/029 DARK GREY |  | m2
55F | ^^^^^^feature colour DULUX 50YY 47/053 LIGHT GREY |  | m2
55F | ^^^^^^feature colour DULUX 72YY 47/743 DARK GREEN |  | m2
55F | ^^^^^^feature colour DULUX 65YY 68/572 LIGHT GREEN |  | m2
(42) WALL FINISHES INTERNALLY
NOTES
| The Tenderer's attention is drawn to the "Works Requirements within Volume A" attached, from which this element has been prepared |  | noidn
| For detailed description of workmanship see Architect's & Engineer's Drawings / Specification |  | noidn
Information generally
| 1. Notwithstanding that this Pricing Document is measured in accordance with the Agreed Rules of Measurement Fifth Edition 2024, the tenderer should note the following where works measured are not in accordance with ARM. |  | noidn
| 2. The work measured hereunder refers to the external wall scope associated with the new extension. These works will largely be carried out adjacent to a live environment and all necessary precautions should be taken to ensure the safety of the adjacent building occupants. The Contractor MUST include herein for all costs associated with such precautions. |  | noidn
| 3. The Contractor should note limitations on working hours identified in Preliminaries Section of this Pricing Document. |  | noidn
FLOOR, WALL AND CEILING FINISHES
IN SITU FINISHES
Contractor to allow for Architect approved IAB & BBA certified tanking system to be applied to floor & wall surfaces prior to Altro Satins splashback in proposed shower room wet room. Walls to be tanked to a height of 100mm up-stand provided generally. Shower wet areas to be tanked to full height and to a width of minimum 300mm beyond enclosure - all to be constructed entirely in accordance with manufacturer's instructions & recommendations and to be carried out by an approved contractor. Allow for appropriate system trims in all showers.
Walls
| ^^^^exceeding 300mm wide |  | m2
Plaster; to blockwork base; 11mm Gypsum Gyproc 'Hardcoat' or equivalent (not plasterboard) to be applied to both sides of internal walls, lightly scratched prior to 2mm Gyproc or equivalent Skim coat finish; products to be used in strict accordance with the manufacturer’s instructions.; steel trowelled
Walls
55F | ^^^^not exceeding 300mm wide |  | m2
92B | ^^^^exceeding 300mm wide |  | m2
Accessories
| ^^^^stop beading |  | m
| ^^^^angle beading |  | m
BOARD FINISHES
Contractor to include for existing external walls in Main Entrance corridor which become internal walls to be Dry Lined using 12.5mm Gypsum or equivalent Plasterboard Board with Gyproc or equivalent Skim coat finish; products to be used in strict accordance with the manufacturers instructions; contractor to make good and ensure proposed / existing surface finishes are to a high standard approved by architect; drylining can be fixed using mechanically to 25 x 50mm Timber battens; refer to Architects specification 10.
Walls
92B | ^^^^exceeding 300mm wide |  | m2
TILE SLAB AND MOSAIC FINISHES
Contractor to allow for tiled splashbacks as per Architects finishes drawings; splashbacks for the WC & Daily Living Skills is to be PRIMUS CERAMICHE TECHNICAL, 15x15cm BLANCO or equivalent tile; if equivalent product is proposed contractor must provide technical submittal to architect for approval.
Walls
| ^^^^exceeding 300mm wide |  | m2
Contractor to allow for tiled splashbacks as per Architects finishes drawings; Splashbacks for the classrooms indicated on the architects finishes drawings are to be PRIMUS CERAMICHE, TECHNICAL, 15x15cm, OLIVA or equivalent tile; if equivalent product is proposed contractor must provide technical submittal to architect for approval.
Walls
| ^^^^exceeding 300mm wide |  | m2
Contractor to allow for tiled splashbacks as per Architects finishes drawings; Splashbacks for the other classrooms indicated on the architects finishes drawings are to be PRIMUS CERAMICHE, TECHNICAL, 15x15cm, AZUR or equivalent tile; if equivalent product is proposed contractor must provide technical submittal to architect for approval.
Walls
| ^^^^exceeding 300mm wide |  | m2
Supply and fit Enviroclad Hygenic PVC or equivalent Hygienic Wall Cladding; colour Marigold; to be installed as per manufactures instructions
Walls
| ^^^^exceeding 300mm wide |  | m2
Extra over the above for
| ^^^^Schluter RONDEC Stainless Steel finishing and edge protection profile |  | m
PAINTING AND DECORATING
PAINTING
Fleetwood Popular Colour Collection or Equal and approved; Initial / Undercoats: Fleetwood Primer Sealer Undercoat as recommended by manufacturer, 1no.Number of coats; Finishing coats: Fleetwood Popular Colour Collection or Equal and approved, all colours per room to be confirmed, 2no.Number of coats; refer to Architects Specification 28.
Walls
55F | ^^^^not exceeding 300mm wide |  | m2
92B | ^^^^exceeding 300mm wide |  | m2
(43) FLOOR FINISHES
NOTES
| The Tenderer's attention is drawn to the "Works Requirements within Volume A" attached, from which this element has been prepared |  | noidn
| For detailed description of workmanship see Architect's & Engineer's Drawings / Specification |  | noidn
Information generally
| 1. Notwithstanding that this Pricing Document is measured in accordance with the Agreed Rules of Measurement Fifth Edition 2024, the tenderer should note the following where works measured are not in accordance with ARM. |  | noidn
| 2. The work measured hereunder refers to the external wall scope associated with the new extension. These works will largely be carried out adjacent to a live environment and all necessary precautions should be taken to ensure the safety of the adjacent building occupants. The Contractor MUST include herein for all costs associated with such precautions. |  | noidn
| 3. The Contractor should note limitations on working hours identified in Preliminaries Section of this Pricing Document. |  | noidn
ROOFING, CLADDING AND WATERPROOFING
MASTIC ASPHALT, WATERPROOF AND GAS PROOF NON-METAL FLEXIBLE SHEET COVERINGS
Contractor to allow for Architect approved IAB & BBA certified tanking system to be applied to floor & wall surfaces prior to Altro Satins splashback in proposed shower room wet room. Walls to be tanked to a height of 100mm up-stand provided generally. Shower wet areas to be tanked to full height and to a width of minimum 300mm beyond enclosure - all to be constructed entirely in accordance with manufacturer's instructions & recommendations and to be carried out by an approved contractor. Allow for appropriate system trims in all showers.
Floors
| ^^^^exceeding 300mm wide |  | m2
WOODWORK
STRUCTURAL AND FIRST FIXINGS
Softwood to BS 1186; white deal; pressure impregnated with an approved preservative; sawn unless otherwise stated.
First fixings
| ^^^^45 x 22mm treated continuous softwood grounds; fixed to blockwork / concrete |  | m
BOARDING AND SECOND FIXINGS
19mm Red deal; skirtings 150mm high; all fixings shall be recessed with pre drilled, filled and sanded prior to decoration.
Second Fixing
| ^^^^150 x 19mm thick |  | m
FLOOR, WALL AND CEILING FINISHES
IN SITU FINISHES
Unilin Thin-R XT/HYF or equivalent manufactured to EN 13165 by Unilin or equivalent, comprising a rigid Polyisocyanurate (PIR) core between low emissivity gas tight facings; with a Lambda value of 0.021 W/mK to achieve a U-Value of 0.11 W/m2K for the floor element. To be installed in accordance with instructions issued by Unilin or equivalent.
Insulation
| ^^^^thermal; exceeding 300mm wide; laid horizontally; 150mm deep |  | m2
| ^^^^thermal; not exceeding 300mm high; laid vertically; 40mm Unilin Perimeter Strips (XT/STR) or equivalent around floor perimeter |  | m
75mm C35 Concrete screed powerfloated; Reinforced insitu concrete; Grade C32/40; vibrated; to Engineers specification.
Screed
92A | ^^^^exceeding 300mm wide |  | m2
ARDEX NA or equivalent Liquid Levelling compound to be applied along with a suitable liquid DPM to floor surface before laying floor finish.
Levelling compound
92A | ^^^^exceeding 300mm wide |  | m2
SUNDRIES
Surface finishes
48E | ^^^^powerfloating screed |  | m2
'Tescon Pro Clima' or equal approved High-Grade Air-Thightness Tape, taped to junctions to external walls; surfaces to be carefully dusted down for removal of dust & debris prior to application; install membranes with sufficient slack at perimeter to facilitate movement within the building structure; all in accordance with Architect's specification and drawings.
Air-Thightness Tape
| ^^^^not exceeding 225mm wide |  | m
REINFORCEMENT
Reinforcement fabric mesh to B.S. 4483; reference A393, weighing 6.16kg/m2; no allowance in measurement for laps
Fabric
48C | ^^^^horizontal; screed |  | m2
FLEXIBLE SHEET FINISHES
Forbo - Sphera Energetic PUR colours TBC; all materials for welding must be overlapped and grooved; laid by a specialist firm in accordance with BS 8203:2001 and the manufacturers recommendations and with an approved adhesive; including necessary preparation works; all in accordance with Architects Drawings and Specification
Floors
92B | ^^^^exceeding 300mm wide; horizontal |  | m2
Forbo - Surestep PUR colours TBC; all materials for welding must be overlapped and grooved; laid by a specialist firm in accordance with BS 8203:2001 and the manufacturers recommendations and with an approved adhesive; including necessary preparation works; all in accordance with Architects Drawings and Specification
Floors
92B | ^^^^exceeding 300mm wide; horizontal |  | m2
Quantum Profile Systems reference QCF35 - 35mm radius tapered to architraves. Securely bond to base and background using contact adhesive. Accurately mitre at corners; Capping strip: Quantum Profile Systems UCS2 PVC capping strip; where wall finish is ceramic tiles use Quantum Profiles QCT1; securely bond to background using contact adhesive, with top edge straight and parallel with floor; turn flooring material up wall, securely bond to cove former and background using adhesive specified for fixing to base, and ease top of material into edge trim; accurately mitre at corners; all joints to be hot welded in accordance with the manufacturer’s instructions.
Cove Skirtings
94C | ^^^^girth less than or equal to 150mm |  | m
Pro Clima Tescon Profil adhesive tape or equal & approved to create an airtight perimeter seal. Surfaces to be carefully dusted down for removal of dust & debris prior to application. Install membranes with sufficient slack at perimeter to facilitate movement within the building structure; all in accordance with Architect's specification and drawings
Sundries
95A | ^^^^airtight seal |  | m
Dividing Strips; between floor finishes
Sundries
95B | ^^^^dividing strip |  | m
FITTED CARPETING
Esplanade 6000 or equivalent Matting - 12mm Closed Construction with Boulevard 6000 Wipers as indicated on architect’s drawings.
Entrance mats
| ^^^^overall size 600 x 1800mm long |  | nr
| ^^^^overall size 600 x 1400mm long |  | nr
Matwell frame; 25 x 25 aluminium edging frame and dividing t-bars (as required), to be fixed into concrete slab
Framing
| ^^^^30 x 30 x 4mm thick |  | m
Forming or leaving sinkings in concrete for door mats including all cutting and all leveling screeds required
Sundries
| ^^^^overall size 600 x 1800mm long |  | nr
| ^^^^overall size 600 x 1400mm long |  | nr
PAINTING AND DECORATING
PAINTING
1nr coat Fleetwood or equivalent Water based Satinwood undercoat; 2nr coats Fleetwood or equivalent Water based Satinwood; All joints, nail/screw heads to be filled, fully sanded and cleaned down.
Second Fixing
| ^^^^not exceeding 300mm girth |  | m
(45) CEILING FINISHES
NOTES
| The Tenderer's attention is drawn to the "Works Requirements within Volume A" attached, from which this element has been prepared |  | noidn
| For detailed description of workmanship see Architect's & Engineer's Drawings / Specification |  | noidn
Information generally
| 1. Notwithstanding that this Pricing Document is measured in accordance with the Agreed Rules of Measurement Fifth Edition 2024, the tenderer should note the following where works measured are not in accordance with ARM. |  | noidn
| 2. The work measured hereunder refers to the external wall scope associated with the new extension. These works will largely be carried out adjacent to a live environment and all necessary precautions should be taken to ensure the safety of the adjacent building occupants. The Contractor MUST include herein for all costs associated with such precautions. |  | noidn
| 3. The Contractor should note limitations on working hours identified in Preliminaries Section of this Pricing Document. |  | noidn
WOODWORK
IRONMONGERY, ACCESSORIES AND SUNDRIES
50mm Isover Frame Batt 32 / 60mm Isover Comfort 32 (C10A069; laid over ceiling grid; laid in accordance with manufacturers recommendations; all in accordance with Architects drawings and specification
Insulation
99D | ^^^^exceeding 300mm wide |  | m2
FLOOR, WALL AND CEILING FINISHES
SUSPENDED CEILINGS
Standard CasoLine MF Suspended Ceiling Metal Stud Partition system type CasoLine MF or equivalent standard non fire rated system to proposed office area. Refer to architects drawings for extents; Product Substantiation Report (PSR) reference C100016 (Attached in Appendix); Airborne Laboratory Sound Resistance (BS EN 717): 56RwdB; Impact Laboratory Sound Transfer (BS EN 717): 68LnwdB; Gypframe Ceiling Sections: Gypframe MF5 Ceiling Section Ceiling Section installed maximum centres: 450mm; Gypframe Primary Channels: Gypframe MF7 Primary Channel; Primary Channel installed maximum centres: 1200mm Gypframe Connecting Clips: Gypframe MF9 Connecting Clips used to connect MF5s to MF7s at every intersection; Gypframe Hanging Angle: Gypframe GA1 Steel Angle Hanging Angle installed maximum centres: 1200mm; 1 Gyproc plasterboards: Layer 1 (Inner): 12.5mm Gyproc WallBoard Screw fixings for boarding: Layer 1 (Inner): 25mm Gyproc Drywall Screws; 2mm Gyproc Skim coat plaster (or Carlite Finish) applied in accordance with Gyprocs current recommendation; refer to Architects Specification 26.
Ceilings
98A | ^^^^suspended ceiling system; ceiling depth not exceeding 150mm |  | m2
Extra over for
| ^^^^^^Moisture board Ceilings to be provided in all wet room areas, to be installed as per manufactures installation and guidelines |  | m2
Accessories
98B | ^^^^Gyproc Sealant applied around perimeter of ceiling |  | m
98B | ^^^^Airtightness Barrier |  | m
Armstrong ULTIMA+ or equivalent Suspended ceiling Tile system throughout the proposed extension; Lightly textured, unperforated, non-directional surface. Factory applied treatment for durability, impact, scratch, soil and humidity resistance. Durable edge treatment; Global White; 19mm thick 600 x 600mm modules; Prelude 24 XL2 / TLS or equivalent 24mm exposed grid system; refer to Architects specification section 24 part 3.
Ceilings
98A | ^^^^suspended ceiling system; ceiling depth not exceeding 150mm |  | m2
Accessories
98B | ^^^^perimeter trim to be provided through, fixed directly to masonry wall |  | m
98B | ^^^^Airtightness Barrier |  | m
Acoustic Ceiling Suspended ceiling system type CasoLine MF or equivalent; Product Substantiation Report (PSR) reference C10A058 / C10A059 / C10A069; Gypframe Ceiling Sections: Gypframe MF5 Ceiling Section; Ceiling Section installed maximum centres: 326-327mm; Gypframe Primary Channels: Gypframe MF7 Primary Channel Primary Channel installed maximum centres: 1000mm; Gypframe Connecting Clips: Gypframe MF9 Connecting Clips used to connect MF5s to MF7s at every intersection; Gypframe Hanging Angle: Gypframe GA1 Steel Angle Hanging Angle installed maximum centres: 900mm; 1 Gyproc plasterboards: Layer 1 (Inner): Rigitone 8-15-20 SUPER; Screw fixings for boarding: Layer 1 (Inner): 25mm Gyproc Drywall Screws; Boards should be positioned with corresponding Rigitone Spacing Tool with joints treated in line with the Rigitone Jointing Process; Gyproc DryWall screws installed at 170mm centres within the field of the board and 150mm centres along board ends; Gyproc DryWall screws must maintain a minimum 10mm penetration through metal framing components; Gyproc Wafer Head Jack-Point Screws used to fix Gypframe GA1 Angle to Gypframe MF7 Primary Channels; refer to Architects Specification 26.
Ceilings
98A | ^^^^suspended ceiling system; ceiling depth not exceeding 150mm |  | m2
Accessories
98B | ^^^^Acoustical sealant: Gyproc Sealant applied around perimeter of ceiling |  | m
98B | ^^^^Airtightness Barrier |  | m
| ^^^^airtight insulated attic hatch |  | nr
PAINTING AND DECORATING
PAINTING
Fleetwood Premium Acrylic Matt Emulsion Brilliant White or equivalent; Fleetwood or equivalent Primer Sealer Undercoat as recommended by manufacturer, 1no. coat; Fleetwood Premium Acrylic Matt Emulsion Brilliant White or equivalent; 2no.coats; refer to Architects specification 27.3.2.
Ceilings
99D | ^^^^exceeding 300mm wide |  | m2
(47) ROOF FINISHES
NOTES
| The Tenderer's attention is drawn to the "Works Requirements within Volume A" attached, from which this element has been prepared |  | noidn
| For detailed description of workmanship see Architect's & Engineer's Drawings / Specification |  | noidn
Information generally
| 1. Notwithstanding that this Pricing Document is measured in accordance with the Agreed Rules of Measurement Fifth Edition 2024, the tenderer should note the following where works measured are not in accordance with ARM. |  | noidn
| 2. The work measured hereunder refers to the external wall scope associated with the new extension. These works will largely be carried out adjacent to a live environment and all necessary precautions should be taken to ensure the safety of the adjacent building occupants. The Contractor MUST include herein for all costs associated with such precautions. |  | noidn
| 3. The Contractor should note limitations on working hours identified in Preliminaries Section of this Pricing Document. |  | noidn
ROOFING CLADDING AND WATERPROOFING
RIGID SHEET COVERINGS AND DECKING
Kingspan QuadCore KS1000RW or equivalent Standing Seam Insulated Panel; Panel Thickness to be 120mm, provide Thermal Transmittance (U-value) of minimum 0.15W/m2K or better, provided the Thermal Conductivity (Lambda value) to be 0.018 W/mK, system installed to manufactures specification and detailing; refer to Installation Guides and Kingspan Connection details attached in appendix. Colour to be Approved by Architect before order is placed; including necessary fixings etc.; laid in accordance with manufacturers written instructions and Architects Drawings and Specification.
Coverings
104A | ^^^^sloping; not exceeding 15 degrees; mono pitched roof |  | m2
Extra over the above for
| ^^^^Kingspan flashing detail; bent 3 times; girth 150 - 300mm |  | m
| ^^^^drip flashing with 100mm sealed overlap or sealed butt strap; girth 150 - 300mm bent 3 times |  | m
| ^^^^Gun gradeseal at panel joint inline with internal air seal; air seal 6mm diameter butyl sealant |  | m
| ^^^^Monoridge flashing detail with 150mm sealed butt strap |  | m
100mm Knauf Rocksilk or equivalent flexible slab Insulation Earthwool @ 0.037W/mK to be mechanically fixed to the underside of composite panel with suitable length heavy duty roofing fastener designed to penetrate the 0.4mm thick composite panel internal skin, the fastener must penetrate steel a minimum of 20mm; including necessary fixings etc.; laid in accordance with manufacturers written instructions and Architects Drawings and Specification.
Coverings
104A | ^^^^sloping; not exceeding 15 degrees; mono pitched roof |  | m2
Supply and install Kingspan Quadcore KS1000RW wall panel to extend down over external wall; Certification of FM/LPCB approval shall be obtained by the Contractor and shall be included in the Safety File; including necessary fixings etc.; laid in accordance with manufacturers written instructions and Architects Drawings and Specification
Facias
104A | ^^^^vertical; girth 150 - 300mm |  | m
FLEXIBLE SHEET METAL COVERINGS
Code 5 lead to be used for all valleys, flashings and soakers. Lead should be treated with patination oil to prevent staining of slates/tiles etc. Lead for a valley lining should be code 5 and not less than 500mm wide, or greater than 1500mm in length and to be lapped 150mm minimum at each length; all in accordance with Architects drawings and specification
Flashings
105E | ^^^^edge detail; girth 150 - 300mm |  | m
105E | ^^^^edge detail; girth 300 - 450mm |  | m
DRAINAGE
DISPOSAL ABOVE GROUND
Kingspan fabricated Hi line gutter to metal roof claddingto supplier details; laid in accordance with manufacturers written instructions and Architects Drawings and Specification
Gutters
105F | ^^^^gutter |  | m
Rainwater Goods; 110mm square 0.595mm Kingspan XL Forte TM double sided galvanised steel downpipes, support brackets, collars, shoes rainwater goods; as per Architects specification and drawings
105F | ^^^^downpipes |  | m
105G | ^^^^shoes |  | nr
105H | ^^^^swan necks |  | nr
105H | ^^^^outlets |  | nr
Roof Outlets; site fitted unless otherwise stated. All standard outlets supplied with sealing membrane; standard outlet diameters 100mm or 150mm (ext pipe dimensions); Weir Overflow: Size and location to contractors' drawings. Factory fitted unless otherwise stated.
Pipework ancillaries
105J | ^^^^110mm diameter |  | nr
**BUILDING SERVICES INSTALLATION (PIPED AND DUCTED)**
(51) HEATING CENTRE
NOTES
| Wherever products are specified by proprietary name and the phrase or equivalent is not included, it is to be deemed included |  | noidn
| The Tenderer's attention is drawn to the "Works Requirements within Volume A" attached, from which this element has been prepared |  | noidn
| For detailed description of workmanship see Mechanical & Electrical Engineer's Drawings / Specification |  | noidn
| Notwithstanding the provisions of the Agreed Rules of Measurement (ARM5), the items listed below have not been measured in accordance with ARM5. |  | noidn
| The Contractor shall allow for the full and complete provision of the works associated with these items, including all labour, materials, equipment, cabling, containment, accessories, testing and commissioning, as required by the Contract Drawings and Services Engineers Specification. No adjustment to the Contract Sum shall be made on the basis that such items have not been measured in accordance with ARM5. |  | noidn
| The Contractor shall note that notwithstanding the quantities included in this Bill of Quantities, the tendered sum shall be deemed to include for the full and complete execution of the works as described in the Services Engineers Specifications, Drawings and Schedules. |  | noidn
| The Contractor shall ensure that all plant, equipment, fixtures, ductwork, pipework, valves, dampers, controls, insulation, supports, builders work interfaces and ancillary items, whether specifically quantified or not, are fully allowed for in order to deliver a complete, coordinated and fully functioning mechanical services installation. The Contractor shall not be entitled to additional payment for any item omitted from the BoQ quantities where such item is clearly required by the drawings and/or specifications. |  | noidn
Information generally
| 1. It is brought to the Contractors attention that the proposed alterations to the extension and as such particular attention should be paid to the requirement for concealed pipework and recessed radiators together with any other requirements for an SEN Unit as detailed in the Mechanical & Electrical Engineer's Drawings / Specifications and as demanded by the requirements of a typical SEN unit. |  | noidn
| 2. Allow for bringing and removal on completions all plant required for this element of work |  | noidn
| 3. Contractor to include in his tender sum for all general and special attendances required on his mechanical sub-contractor |  | noidn
GENERAL/SPECIAL ATTENDANCE
Notes
This Element includes the following scope of works: Mechanical services (installation of complete Heating Centre and BMS installation).
Preliminary Particulars
0B | The Contractor shall include here for all items deemed necessary relating to this Element of the Works as contained in the Service Engineers Drawings and specifications, schematics and associated equipment schedules |  | item
General/Special Attendances
| The Contractor is to liaise directly with the Mechanical Specialist with regards to the provision of all attendances required for the mechanical installation; no claims will be entertained in respect of omissions or oversights on behalf of either party. Any general / special attendances listed below are for guidance purposes only. |  | noidn
108B | ^^^^provide lightweight aluminium mobile scaffolds complete with floors, ladder and handrails, for the installation of new services at high level as per the relevant drawings |  | Item
108C | ^^^^provide for hoisting of all plant as necessary |  | Item
108D | ^^^^provide for storing all plant as necessary |  | Item
108E | ^^^^provide for storing all material as necessary |  | Item
HEATING CENTRE
GENERAL
Supply, installation, testing and commissioning of a the LPHW heating centre as shown on the drawings and described in the Mechanical Specification
| Supply, install, commission and test of above Space Heating installations & BMS in accordance with the Mechanical Installation drawings and Specifications |  | Item
| Supply, install, commission and test all LPHW Pipework and fittings in boilerhouse in accordance with the Mechanical Installation drawings and Specifications |  | Item
| Supply, install, commission and test all works in relation to the BMS Controls in accordance with the Mechanical Installation drawings and Specifications |  | Item
PRIMARY EQUIPMENT
Circulating Pumps; as per Service Engineers Schedules
| Grundfos Magna3D 65/150F (twin head) or equivalent; all works, labour, materials, etc. for the supply and installation of all new pump as indicate; all in accordance with Services Engineers Drawings and Specifications |  | Item
PIPEWORK, FITTINGS AND ANCILLARIES
Distribution system; including valves, tees and bends
0W | LPHW pipework system (Low Pressure Hot Water) to Boiler House; pipework material as specified; screwed joints in running length; including supports, fittings, accessories, isolating valves, check valves, strainers, gauges, sleeves, decorative plates, expansion loops, anchors and guides; all in accordance with Services Engineers Drawings and Specifications |  | item
| LPHW pipework system (Low Pressure Hot Water); pipework material as specified; screwed joints in running length; including supports, fittings, accessories, isolating valves, check valves, strainers, gauges, sleeves, decorative plates, expansion loops, anchors and guides; all in accordance with Services Engineers Drawings and Specifications |  | Item
0X | Include here for any other valves/fixings not expressly listed above but required to complete the works |  | item
INSULATION
Insulation; in accordance with the Service Engineers Specification
0E | pipework; generally |  | item
TESTING AND COMMISSIONING
Identification
0P | Identification plates, labels and the like; as Engineer's specification |  | Item
Testing
| Flush out of new pipework |  | Item
| Pressure testing of new pipework |  | Item
0G | Sterilisation |  | Item
| Allow for installing corrosion inhibitor in the heating system once all works have been completed |  | Item
Commissioning and system validation
0F | Testing and commissioning as detailed in Engineer's specification |  | Item
0M | Warranty requirements as detailed in Engineer's specification |  | Item
Operation and maintenance manuals
0H | Operating and maintenance manuals; manuals shall be available as specified in the Mechanical Specification |  | Item
Drawing preparation
0J | Working drawings |  | Item
0K | Co-ordination drawings |  | Item
0L | As-built drawings |  | Item
General Builder's Work
0N | Marking out and supervision of all Builder's Work |  | Item
0N | fire stopping; the Contractor shall identify openings where fire stopping is required, to complete building in around containment trays and conduits, which fire stopping shall be certified by specialists |  | item
(52) DRAINAGE AND REFUSE DISPOSAL
NOTES
| Wherever products are specified by proprietary name and the phrase or equivalent is not included, it is to be deemed included |  | noidn
| The Tenderer's attention is drawn to the "Works Requirements within Volume A" attached, from which this element has been prepared |  | noidn
| For detailed description of workmanship see Mechanical & Electrical Engineer's Drawings / Specification |  | noidn
| Notwithstanding the provisions of the Agreed Rules of Measurement (ARM5), the items listed below have not been measured in accordance with ARM5. |  | noidn
| The Contractor shall allow for the full and complete provision of the works associated with these items, including all labour, materials, equipment, cabling, containment, accessories, testing and commissioning, as required by the Contract Drawings and Services Engineers Specification. No adjustment to the Contract Sum shall be made on the basis that such items have not been measured in accordance with ARM5. |  | noidn
| The Contractor shall note that notwithstanding the quantities included in this Bill of Quantities, the tendered sum shall be deemed to include for the full and complete execution of the works as described in the Services Engineers Specifications, Drawings and Schedules. |  | noidn
| The Contractor shall ensure that all plant, equipment, fixtures, ductwork, pipework, valves, dampers, controls, insulation, supports, builders work interfaces and ancillary items, whether specifically quantified or not, are fully allowed for in order to deliver a complete, coordinated and fully functioning mechanical services installation. The Contractor shall not be entitled to additional payment for any item omitted from the BoQ quantities where such item is clearly required by the drawings and/or specifications. |  | noidn
Information generally
| 1. It is brought to the Contractors attention that the proposed alterations to the extension and as such particular attention should be paid to the requirement for concealed pipework and recessed radiators together with any other requirements for an SEN Unit as detailed in the Mechanical & Electrical Engineer's Drawings / Specifications and as demanded by the requirements of a typical SEN unit. |  | noidn
| 2. Allow for bringing and removal on completions all plant required for this element of work |  | noidn
| 3. Contractor to include in his tender sum for all general and special attendances required on his mechanical sub-contractor |  | noidn
GENERAL/SPECIAL ATTENDANCE
Notes
| This Element includes the following scope of works: Mechanical services (installation of complete overground soils and wastes installation). |  | noidn
Preliminary Particulars
0B | The Contractor shall include here for all items deemed necessary relating to this Element of the Works as contained in the Service Engineers Drawing 19-052 52(M001) - T1 to 19-052 52(M005) - T1 and specifications, schematics and associated equipment schedules |  | item
General/Special Attendances
| The Contractor is to liaise directly with the Mechanical Specialist with regards to the provision of all attendances required for the mechanical installation; no claims will be entertained in respect of omissions or oversights on behalf of either party. Any general / special attendances listed below are for guidance purposes only. |  | noidn
108B | ^^^^provide lightweight aluminium mobile scaffolds complete with floors, ladder and handrails, for the installation of new services at high level as per the relevant drawings |  | Item
108C | ^^^^provide for hoisting of all plant as necessary |  | Item
108D | ^^^^provide for storing all plant as necessary |  | Item
108E | ^^^^provide for storing all material as necessary |  | Item
MECHANICAL INSTALATIONS
SOILS & WASTES SERVICES
GENERAL
Supply, install and commission of Internal Drainage systems in accordance with the General & Particular Mechanical Specification
0C | supply, install, commission and test of above ground soils and wastes installation; to BS EN 12056: Drainage Systems Inside Buildings |  | item
PRIMARY EQUIPMENT
Connection to Equipment and Sanitaryware
0D | The Mechanical Contractor shall be responsible for the installation and connections of all sanitary fitments, WC’s, WHB’s, sinks, etc., as indicated on the drawings; all in accordance with Services Engineers Drawings and Specifications |  | Item
| The Mechanical Contractor shall allow for connecting the new uPVC soils and wastes pipework for the new sanitary fitments, kitchen equipment, sinks, etc. to the waste pop-ups in the building as indicated on the drawing; all in accordance with Services Engineers Drawings and Specifications |  | Item
| The Mechanical Contractor shall allow for all final uPVC waste connections to all WHB’s, sinks, WC’s, etc. as indicated on the drawings; all in accordance with Services Engineers Drawings and Specifications |  | Item
PIPEWORK
Exposed waste pipework and waste pipework at L/L in furniture
| 110mm Dia. uPVC waste pipework to first floor. Joints and connections in soils & waste shall be made with solvent, fusion socket or synthetic o-rings as appropriate in accordance with BS 2492:199 |  | m
PIPEWORK, FITTINGS AND ANCILLARIES
Waste system; including valves, tees and bends
0W | New 110mm dia. waste pop-up. Contractor shall allow for connecting the 40mm dia. waste pipework from the sink to the 110mm dia. pop-up. Builders waste socket in floor shall be completed by main contractor (1) |  | Nr
0A | New 110mm dia. waste pop-up. Contractor shall allow for connecting the 32mm dia. waste pipework from the WHB to the 110mm dia. pop-up. Builders waste socket in floor shall be completed by main contractor (2) |  | Nr
0B | New 110mm dia. waste pipework from WC waste pipework from WC shall be connected to a new 110mm dia. builders work floor socket or new 110mm dia. soil vent stack. Builders waste socket in floor shall be completed by main contractor (3) |  | Nr
0C | 150 x 150mm floor gully. Floor gully shall be connected to 110mm dia. builders work floor socket. Builders waste floor socket shall be installed by the main contractor (4) |  | Nr
| New 110mm dia. waste floor socket for soil vent pipe (SVP). Builders waste floor socket shall be installed by the main contractor. SVP shall rise to the roof level and extend 1000mm above roof level. Allow for a pipework rise of approximately 4000mm from ground level to roof level (5) |  | Nr
| 32mm dia. uPVC waste pipework from WHB connected to a 50mm dia. uPVC waste float pipework which in turn shall be connected to a 110mm dia. builders work floor socket or 110mm dia. uPVC soil vent stack. The builders waste socket in floor shall be completed by main contractor. Pipework shall be hidden in the furniture. All waste pipework shall be uPVC (6) |  | Nr
| 110mm dia. uPVC waste pipework from WHB connected to a 110mm dia. uPVC waste float pipework which in turn shall be connected to a 110mm dia. builders work floor socket or 110mm dia. uPVC soil vent stack. The builders waste socket in floor shall be completed by main contractor. All waste pipework shall be uPVC. (7) |  | Nr
| Fire collar, mild steel galvanised, 2 hour fire rating installed on waste pipework passing through fire compartment floor or wall. |  | Nr
INSULATION
Insulation; in accordance with the Service Engineers Specification
0E | pipework; generally |  | item
TESTING AND COMMISSIONING
Identification
0P | Identification plates, labels and the like; as Engineer's specification |  | Item
Testing
| Flush out of new pipework |  | Item
| Pressure testing of new pipework |  | Item
0G | Sterilisation |  | Item
| Allow for installing corrosion inhibitor in the heating system once all works have been completed |  | Item
Commissioning and system validation
0F | Testing and commissioning as detailed in Engineer's specification |  | Item
0M | Warranty requirements as detailed in Engineer's specification |  | Item
Operation and maintenance manuals
0H | Operating and maintenance manuals; manuals shall be available as specified in the Mechanical Specification |  | Item
Drawing preparation
0J | Working drawings |  | Item
0K | Co-ordination drawings |  | Item
0L | As-built drawings |  | Item
General Builder's Work
0N | Marking out and supervision of all Builder's Work |  | Item
0N | fire stopping; the Contractor shall identify openings where fire stopping is required, to complete building in around containment trays and conduits, which fire stopping shall be certified by specialists |  | item
(53) WATER DISTRIBUTION
NOTES
| Wherever products are specified by proprietary name and the phrase or equivalent is not included, it is to be deemed included |  | noidn
| The Tenderer's attention is drawn to the "Works Requirements within Volume A" attached, from which this element has been prepared |  | noidn
| For detailed description of workmanship see Mechanical & Electrical Engineer's Drawings / Specification |  | noidn
| Notwithstanding the provisions of the Agreed Rules of Measurement (ARM5), the items listed below have not been measured in accordance with ARM5. |  | noidn
| The Contractor shall allow for the full and complete provision of the works associated with these items, including all labour, materials, equipment, cabling, containment, accessories, testing and commissioning, as required by the Contract Drawings and Services Engineers Specification. No adjustment to the Contract Sum shall be made on the basis that such items have not been measured in accordance with ARM5. |  | noidn
| The Contractor shall note that notwithstanding the quantities included in this Bill of Quantities, the tendered sum shall be deemed to include for the full and complete execution of the works as described in the Services Engineers Specifications, Drawings and Schedules. |  | noidn
| The Contractor shall ensure that all plant, equipment, fixtures, ductwork, pipework, valves, dampers, controls, insulation, supports, builders work interfaces and ancillary items, whether specifically quantified or not, are fully allowed for in order to deliver a complete, coordinated and fully functioning mechanical services installation. The Contractor shall not be entitled to additional payment for any item omitted from the BoQ quantities where such item is clearly required by the drawings and/or specifications. |  | noidn
Information generally
| 1. It is brought to the Contractors attention that the proposed alterations to the extension and as such particular attention should be paid to the requirement for concealed pipework and recessed radiators together with any other requirements for an SEN Unit as detailed in the Mechanical & Electrical Engineer's Drawings / Specifications and as demanded by the requirements of a typical SEN unit. |  | noidn
| 2. Allow for bringing and removal on completions all plant required for this element of work |  | noidn
| 3. Contractor to include in his tender sum for all general and special attendances required on his mechanical sub-contractor |  | noidn
GENERAL/SPECIAL ATTENDANCE
Notes
| This Element includes the following scope of works: Mechanical services (storage tanks, pipework, valves, pumps and associated ductwork, mains water, cold water and hot water distribution) |  | noidn
Preliminary Particulars
0B | The Contractor shall include here for all items deemed necessary relating to this Element of the Works as contained in the Service Engineers Drawing 19-052 53(M001) - T1 to 19-052 53(M006) - T1 and specifications, schematics and associated equipment schedules |  | item
General/Special Attendances
| The Contractor is to liaise directly with the Mechanical Specialist with regards to the provision of all attendances required for the mechanical installation; no claims will be entertained in respect of omissions or oversights on behalf of either party. Any general / special attendances listed below are for guidance purposes only. |  | noidn
108B | ^^^^provide lightweight aluminium mobile scaffolds complete with floors, ladder and handrails, for the installation of new services at high level as per the relevant drawings |  | Item
108C | ^^^^provide for hoisting of all plant as necessary |  | Item
108D | ^^^^provide for storing all plant as necessary |  | Item
108E | ^^^^provide for storing all material as necessary |  | Item
MECHANICAL INSTALATION
WATER SERVICES
GENERAL
Supply, install and commission of Water Services Systems in accordance with the General & Particular Mechanical Specification.
0E | supply, install, commission and test of the domestic hot, cold and mains water systems; in accordance with the guidelines concerning the safe design and installation of hot, cold and drinking water systems in accordance with the Services Engineers Drawings and Specifications |  | item
0F | supply, install, commission and test of mains water system; must comply fully with the Services Engineers Drawings and Specifications |  | item
PRIMARY EQUIPMENT
Connection to Equipment and Sanitaryware
| The Mechanical Contractor shall be responsible for the installation and connections of all sanitary fitments, kitchen equipment, sinks etc. as indicated on the drawings; all in accordance with Services Engineers Drawings and Specifications |  | Item
| The Mechanical Contractor shall allow for connecting the new water services pipework to all the new sanitary fitments, kitchen equipment, sinks etc. in the building as indicated on the drawing. Refer to the drawings for locations, sizes of pipework, types of pipework, etc.; all in accordance with Services Engineers Drawings and Specifications |  | Item
| The Mechanical Contractor shall allow for connecting the new water services pipework to all the new sanitary ware as indicated on the drawing; all in accordance with Services Engineers Drawings and Specifications |  | Item
Thermostatic Mixing Valves
| Thermostatic mixing valves (TMV’s) shall be fitted at all new wash hand basins and sinks (apart from the Cleaners Sink) throughout the building to prevent scalding as indicated on the drawings. The Mechanical Contractor shall allow for the supply and installation of all TMV’s; all in accordance with Services Engineers Drawings and Specifications |  | nr
Isolation Valves
| Allow for the supply and local installation of ballofix isolation valves to all mains water supply pipework to the new sanitary ware fitments as indicated on the drawings so that the mains water supply to each sanitary ware fitments can be easily isolated; all in accordance with Services Engineers Drawings and Specifications |  | nr
| Allow for the supply and local installation of ballofix isolation valves to all cold water supply pipework to the new sanitary ware fitments as indicated on the drawings so that the cold water supply to each sanitary ware fitment can be easily isolated. Ballofix valves are to be installed on all cold water supplies to all new sanitary ware fittings so that it they are capable of independent isolation; all in accordance with Services Engineers Drawings and Specifications |  | nr
| Allow for the supply and local installation of ballofix isolation valves to all hot water supply pipework to the new sanitary ware fitments as indicated on the drawings so that the hot water supply to each sanitary ware fitment can be easily isolated. Ballofix valves are to be installed on all hot water supplies to all new sanitary ware fittings so that it they are capable of independent isolation; all in accordance with Services Engineers Drawings and Specifications |  | nr
| Allow for the supply and local installation of ballofix isolation valves to all hot water return pipework to the new sanitary ware fitments as indicated on the drawings so that the hot water return to each sanitary ware fitment can be easily isolated; all in accordance with Services Engineers Drawings and Specifications |  | nr
Electric shower unit
| The contractor shall allow for the supply and installation of an electric shower as indicated on the drawings |  | nr
PIPEWORK
Distribution system; including valves, tees and bends
0C | 15mm dia.MWS pipework; mains water supply system; pipework material as specified; screwed joints in running length; including supports, fittings, accessories, isolating valves, check valves, strainers, gauges, sleeves, decorative plates, expansion loops, anchors and guides; all in accordance with Services Engineers Drawings and Specifications |  | m
0C | 28mm dia.MWS pipework; mains water supply system; pipework material as specified; screwed joints in running length; including supports, fittings, accessories, isolating valves, check valves, strainers, gauges, sleeves, decorative plates, expansion loops, anchors and guides; all in accordance with Services Engineers Drawings and Specifications |  | m
0A | 15mm DIA.CWS pipework; cold water supply system; pipework material as specified; screwed joints in running length; including supports, fittings, accessories, isolating valves, check valves, strainers, gauges, sleeves, decorative plates, expansion loops, anchors and guides; all in accordance with Services Engineers Drawings and Specifications |  | m
0A | 22mm DIA. CWS pipework; cold water supply system; pipework material as specified; screwed joints in running length; including supports, fittings, accessories, isolating valves, check valves, strainers, gauges, sleeves, decorative plates, expansion loops, anchors and guides; all in accordance with Services Engineers Drawings and Specifications |  | m
0W | 15mm dia.HWSF; hot water supply system; pipework material as specified; screwed joints in running length; including supports, fittings, accessories, isolating valves, check valves, strainers, gauges, sleeves, decorative plates, expansion loops, anchors and guides; all in accordance with Services Engineers Drawings and Specifications |  | m
0W | 22mm dia.HWSF; hot water supply system; pipework material as specified; screwed joints in running length; including supports, fittings, accessories, isolating valves, check valves, strainers, gauges, sleeves, decorative plates, expansion loops, anchors and guides; all in accordance with Services Engineers Drawings and Specifications |  | m
0W | 35mm dia.HWSF; hot water supply system; pipework material as specified; screwed joints in running length; including supports, fittings, accessories, isolating valves, check valves, strainers, gauges, sleeves, decorative plates, expansion loops, anchors and guides; all in accordance with Services Engineers Drawings and Specifications |  | m
| 15mm dia.HWSR pipework; hot water return system; pipework material as specified; screwed joints in running length; including supports, fittings, accessories, isolating valves, check valves, strainers, gauges, sleeves, decorative plates, expansion loops, anchors and guides; all in accordance with Services Engineers Drawings and Specifications |  | m
| 28mm dia. HWSR pipework; hot water return system; pipework material as specified; screwed joints in running length; including supports, fittings, accessories, isolating valves, check valves, strainers, gauges, sleeves, decorative plates, expansion loops, anchors and guides; all in accordance with Services Engineers Drawings and Specifications |  | m
PIPEWORK, FITTINGS AND ANCILLARIES
Distribution system; including valves, tees and bends
| 15mm CWS to WC pipework shall be concealed in the wall (1) |  | Nr
| 15mm CWS, 15mm HWSF & 15mm HWSR to WH C/W thermostatic mixing valve (TMV). Pipework shall be concealed within the furniture/wall (2) |  | Nr
| 15mm MWS, 15mm CWS, 15mm HWSF & 15mm (HWSR to sink C/W thermostatic mixing valve (TMV). Pipework shall be concealed within the furniture/wall (3) |  | Nr
| 22mm CWS direct feed from cold water storage tank to serve electric shower unit. Pipework shall be concealed within the wall (4) |  | Nr
| 15mm MWS to hot water boiler. Pipework shall be concealed within the furniture/wall (5) |  | Nr
| 15mm CWS to washing machine. Pipework shall be concealed within the furniture/wall (7) |  | Nr
| 15mm CWS, 15mm HWSF & 15mm HWSR to cleaners sink. Pipework shall be surface mounted (8) |  | Nr
| 15mm dia. bend to MWS pipework. Pipework to be concealed in the furniture/wall |  | Nr
| 28mm dia. bend to MWS pipework. Pipework to be concealed in the furniture/wall |  | Nr
| 15mm dia. bend to CWS pipework. Pipework to be concealed in the furniture/wall |  | Nr
| 22mm dia. bend to CWS pipework. Pipework to be concealed in the furniture/wall |  | Nr
| 15mm dia. bend to HWSF pipework. Pipework to be concealed in the furniture/wall |  | Nr
| 22mm dia. bend to HWSF pipework. Pipework to be concealed in the furniture/wall |  | Nr
| 35mm dia. bend to HWSF pipework. Pipework to be concealed in the furniture/wall |  | Nr
| 15mm dia. bend to HWSR pipework. Pipework to be concealed in the furniture/wall |  | Nr
| 28mm dia. bend to HWSR pipework. Pipework to be concealed in the furniture/wall |  | Nr
| 22mm dia. tee to CWS pipework. Pipework to be concealed in the furniture/wall |  | Nr
| 22mm dia. tee to HWSF pipework. Pipework to be concealed in the furniture/wall |  | Nr
| 15mm dia. tee to HWRF pipework. Pipework to be concealed in the furniture/wall |  | Nr
0X | Include here for any other valves/fixings not expressly listed above but required to complete the works |  | item
INSULATION
Insulation; in accordance with the Service Engineers Specification
0E | pipework; generally |  | item
TESTING AND COMMISSIONING
Identification
0P | Identification plates, labels and the like; as Engineer's specification |  | Item
Testing
| Flush out of new pipework |  | Item
| Pressure testing of new pipework |  | Item
0G | Sterilisation of cold water tank and the water system |  | Item
Commissioning and system validation
0F | Testing and commissioning as detailed in Engineer's specification |  | Item
| Allow for installing corrosion inhibitor in the heating system once all works have been completed |  | Item
0M | Warranty requirements as detailed in Engineer's specification |  | Item
Operation and maintenance manuals
0H | Operating and maintenance manuals; manuals shall be available as specified in the Mechanical Specification |  | Item
Drawing preparation
0J | Working drawings |  | Item
0K | Co-ordination drawings |  | Item
0L | As-built drawings |  | Item
General Builder's Work
0N | Marking out and supervision of all Builder's Work |  | Item
0N | fire stopping; the Contractor shall identify openings where fire stopping is required, to complete building in around containment trays and conduits, which fire stopping shall be certified by specialists |  | item
(56) SPACE HEATING
NOTES
| Wherever products are specified by proprietary name and the phrase or equivalent is not included, it is to be deemed included |  | noidn
| The Tenderer's attention is drawn to the "Works Requirements within Volume A" attached, from which this element has been prepared |  | noidn
| For detailed description of workmanship see Mechanical & Electrical Engineer's Drawings / Specification |  | noidn
| Notwithstanding the provisions of the Agreed Rules of Measurement (ARM5), the items listed below have not been measured in accordance with ARM5. |  | noidn
| The Contractor shall allow for the full and complete provision of the works associated with these items, including all labour, materials, equipment, cabling, containment, accessories, testing and commissioning, as required by the Contract Drawings and Services Engineers Specification. No adjustment to the Contract Sum shall be made on the basis that such items have not been measured in accordance with ARM5. |  | noidn
| The Contractor shall note that notwithstanding the quantities included in this Bill of Quantities, the tendered sum shall be deemed to include for the full and complete execution of the works as described in the Services Engineers Specifications, Drawings and Schedules. |  | noidn
| The Contractor shall ensure that all plant, equipment, fixtures, ductwork, pipework, valves, dampers, controls, insulation, supports, builders work interfaces and ancillary items, whether specifically quantified or not, are fully allowed for in order to deliver a complete, coordinated and fully functioning mechanical services installation. The Contractor shall not be entitled to additional payment for any item omitted from the BoQ quantities where such item is clearly required by the drawings and/or specifications. |  | noidn
Information generally
| 1. It is brought to the Contractors attention that the proposed alterations to the extension and as such particular attention should be paid to the requirement for concealed pipework and recessed radiators together with any other requirements for an SEN Unit as detailed in the Mechanical & Electrical Engineer's Drawings / Specifications and as demanded by the requirements of a typical SEN unit. |  | noidn
| 2. Allow for bringing and removal on completions all plant required for this element of work |  | noidn
| 3. Contractor to include in his tender sum for all general and special attendances required on his mechanical sub-contractor |  | noidn
GENERAL/SPECIAL ATTENDANCE
Notes
| This Element includes the following scope of works: Mechanical heating services (installation of heating system, pipework, radiators etc.). |  | noidn
Preliminary Particulars
0B | The Contractor shall include here for all items deemed necessary relating to this Element of the Works as contained in the Service Engineers Drawing 19-052 56(M001) - T1 to 19-052 56(M006) - T1 and specifications, schematics and associated equipment schedules |  | item
General/Special Attendances
| The Contractor is to liaise directly with the Mechanical Specialist with regards to the provision of all attendances required for the mechanical installation; no claims will be entertained in respect of omissions or oversights on behalf of either party. Any general / special attendances listed below are for guidance purposes only. |  | noidn
108B | ^^^^provide lightweight aluminium mobile scaffolds complete with floors, ladder and handrails, for the installation of new services at high level as per the relevant drawings |  | Item
108C | ^^^^provide for hoisting of all plant as necessary |  | Item
108D | ^^^^provide for storing all plant as necessary |  | Item
108E | ^^^^provide for storing all material as necessary |  | Item
MECHANICAL INSTALATION
SPACE HEATING SERVICES
GENERAL
Supply, install and commission of all heating systems in accordance with the General & Particular Mechanical Specification
0F | supply, install, commission and test of space heating installation system |  | Item
PRIMARY EQUIPMENT
Supply, install and fit radiators as specified in the schedule as indicated on the drawings. new steel panel surface mounted low H20 radiators shall be supplied and installed by the mechanical contractor throughout the building indicated on the drawings. the mechanical contractor shall measure up on site and confirm to the Employer's Representative that the radiators scheduled are suitable in all respects for the locations indicated. final locations of all radiators to be agreed on site. radiators shall not be ordered until all locations and sizes have been agreed with the Employer's Representative on site
| Maxi WF recessed panel radiators; type 11; size 590 x 630 x 130mm; output @ ΔT458 |  | Nr
| Maxi WF recessed panel radiators; type 11; size 590 x 1030 x 130mm; output @ ΔT890 |  | Nr
| Maxi WF recessed panel radiators; type 11; size 590 x 1230 x 130mm; output @ ΔT1105 |  | Nr
| Maxi WF recessed panel radiators; type 11; size 590 x 2030 x 130mm; output @ ΔT1969 |  | Nr
LPHW radiant panels will be provided in the central activities space controlled via a 2-port valve arrangement. all radiant panels will be insulated and fixed to the ceiling, with no exposed chain suspension system visible. the radiant panels will be constructed from 1.25mm thick steel plate
| Carobline grid radiant panels; 595 x 2992mm; output @ ΔT863 |  | Nr
2-port room motorised valve (linked to BMS system)
| All the radiators in the classrooms are indicated on the drawings shall be provided with individual room temperature control by means of two-port motorised valves that are fed from a digital room temperature stat |  | Nr
Wall mounted room thermostat (linked to BMS system)
| All room stats as indicated that are to be installed in conjunction with the two-port valve to control the heating within the specified rooms shall be digital stats as specified and indicated below |  | Nr
Thermostatic radiator valve
| The mechanical contractor shall allow for all necessary radiator control valves for all radiators. control valves for all radiators shall be of the easy clean pattern chromium plated with grey grip moulded hand wheels on the flow and lock shield chromium plated valves on the return. radiator valves shall be scanflow type or equivalent |  | Nr
Lockshield radiator valve
| The mechanical contractor shall allow for all necessary radiator control valves for all radiators. control valves for all radiators shall be of the easy clean pattern chromium plated with grey grip moulded hand wheels on the flow and lock shield chromium plated valves on the return. radiator valves shall be scanflow type or equivalent |  | Nr
Isolation valve
| The mechanical contractor shall allow for all necessary radiator control valves for all radiators. control valves for all radiators shall be of the easy clean pattern chromium plated with grey grip moulded hand wheels on the flow and lock shield chromium plated valves on the return. radiator valves shall be scanflow type or equivalent |  | Nr
Commissioning set
| The contractor shall ensure that the valves are installed immediately before the two-port valve. valves shall not be mounted with the test plugs pointing in a downward direction; otherwise they may act as dirt pockets. measuring devices must provide flow measurement accuracy to within =/- 5% under the design service conditions and must be suitable for the application such that the differential pressure produced is consistent with achieving measurement accuracy |  | Nr
PIPEWORK
Distribution system; pipework to Service Engineers Specification; exposed pipework to be painted with two coats of inhibitor paint and two coats of red oxide paint
| 15mm dia. flow and return pipe |  | m
| 20mm dia. flow and return pipe |  | m
| 32mm dia. flow and return pipe |  | m
PIPEWORK FITTINGS AND ANCILLARIES
Distribution system; pipework to Service Engineers Specification; exposed pipework to be painted with two coats of inhibitor paint and two coats of red oxide paint
| 15mm dia. flow and return pipe;bends |  | Nr
| 15mm dia. flow and return pipe; tees |  | Nr
| 20mm dia. flow and return pipe; bends |  | Nr
| 20mm dia. flow and return pipe; tees |  | Nr
INSULATION
Insulation; in accordance with the Service Engineers Specification
0E | pipework; generally |  | item
TESTING AND COMMISSIONING
Identification
0P | Identification plates, labels and the like; as Engineer's specification |  | Item
Testing
| Flush out of new pipework |  | Item
| Pressure testing of new pipework |  | Item
0G | Power flushing |  | Item
Commissioning and system validation
0F | Testing and commissioning as detailed in Engineer's specification |  | Item
| Allow for installing corrosion inhibitor in the heating system once all works have been completed |  | Item
0M | Warranty requirements as detailed in Engineer's specification |  | Item
Operation and maintenance manuals
0H | Operating and maintenance manuals; manuals shall be available as specified in the Mechanical Specification |  | Item
Drawing preparation
0J | Working drawings |  | Item
0K | Co-ordination drawings |  | Item
0L | As-built drawings |  | Item
General Builder's Work
0N | Marking out and supervision of all Builder's Work |  | Item
0N | fire stopping; the Contractor shall identify openings where fire stopping is required, to complete building in around containment trays and conduits, which fire stopping shall be certified by specialists |  | item
(57) VENTILATION SERVICES
NOTES
| Wherever products are specified by proprietary name and the phrase or equivalent is not included, it is to be deemed included |  | noidn
| The Tenderer's attention is drawn to the "Works Requirements within Volume A" attached, from which this element has been prepared |  | noidn
| For detailed description of workmanship see Mechanical & Electrical Engineer's Drawings / Specification |  | noidn
| Notwithstanding the provisions of the Agreed Rules of Measurement (ARM5), the items listed below have not been measured in accordance with ARM5. |  | noidn
| The Contractor shall allow for the full and complete provision of the works associated with these items, including all labour, materials, equipment, cabling, containment, accessories, testing and commissioning, as required by the Contract Drawings and Services Engineers Specification. No adjustment to the Contract Sum shall be made on the basis that such items have not been measured in accordance with ARM5. |  | noidn
| The Contractor shall note that notwithstanding the quantities included in this Bill of Quantities, the tendered sum shall be deemed to include for the full and complete execution of the works as described in the Services Engineers Specifications, Drawings and Schedules. |  | noidn
| The Contractor shall ensure that all plant, equipment, fixtures, ductwork, pipework, valves, dampers, controls, insulation, supports, builders work interfaces and ancillary items, whether specifically quantified or not, are fully allowed for in order to deliver a complete, coordinated and fully functioning mechanical services installation. The Contractor shall not be entitled to additional payment for any item omitted from the BoQ quantities where such item is clearly required by the drawings and/or specifications. |  | noidn
Information generally
| 1. It is brought to the Contractors attention that the proposed alterations to the extension and as such particular attention should be paid to the requirement for concealed pipework and recessed radiators together with any other requirements for an SEN Unit as detailed in the Mechanical & Electrical Engineer's Drawings / Specifications and as demanded by the requirements of a typical SEN unit. |  | noidn
| 2. Allow for bringing and removal on completions all plant required for this element of work |  | noidn
| 3. Contractor to include in his tender sum for all general and special attendances required on his mechanical sub-contractor |  | noidn
GENERAL/SPECIAL ATTENDANCE
Notes
0P | This Element includes the following scope of works: Mechanical services (supply and extract ventilation systems). |  | noidn
0A | Fire dampers/fire collars are to be provided on all ducts where penetrations of fire barriers occur. The contractor must include for this requirement in their rates. |  | noidn
0B | All ductwork and grill boxes connected to fan ventilation units are to be fully insulated with foil backed Class O fire rated insulation; this is deemed to be included. |  | noidn
0C | All ductwork must be installed in accordance with DW144. |  | noidn
Preliminary Particulars
0B | The Contractor shall include here for all items deemed necessary relating to this Element of the Works as contained in the Service Engineers Drawing 19-052 57(M001) - T1 to 19-052 57(M006) - T1 and specifications, schematics and associated equipment schedules |  | item
General/Special Attendances
| The Contractor is to liaise directly with the Mechanical Specialist with regards to the provision of all attendances required for the mechanical installation; no claims will be entertained in respect of omissions or oversights on behalf of either party. Any general / special attendances listed below are for guidance purposes only. |  | noidn
108B | ^^^^provide lightweight aluminium mobile scaffolds complete with floors, ladder and handrails, for the installation of new services at high level as per the relevant drawings |  | Item
108C | ^^^^provide for hoisting of all plant as necessary |  | Item
108D | ^^^^provide for storing all plant as necessary |  | Item
108E | ^^^^provide for storing all material as necessary |  | Item
MECHANICAL INSTALATION
VENTILATION SERVICES
GENERAL
Supply, install and commission of Ventilation Systems in accordance with the General & Particular Mechanical Specification.
0E | supply, install, commission and test of mechanical ventilation systems; shall be installed in accordance with BS 5656 |  | item
PRIMARY EQUIPMENT
In-line mounted extract fans shall be extremely quiet. fan casing manufactured in plastic material and fitted with rubber seals on the inlet and outlet to absorb vibrations. fan shall have a body that can be removed without dismantling the adjacent ducting
| TD5100/200 silent ecowattt, 450m3/hr@100pa 0.2W/L/sec in-line duct mounted extract fan. controlled by remote PIR sensor as CPFL-S c/w 15min overrun timer |  | Nr
| TD500/150 silent ecowattt, 300m3/hr@100pa 0.2W/L/sec in-line duct mounted extract fan. controlled by remote PIR sensor as CPFL-S c/w 15min overrun timer |  | Nr
Recessed extract air grill, grill recessed into the suspended ceiling
| 160mm diameter disc valve as KSU exhaust valve. grilles shall have RAL 9010 colour finish. samples of all grille/diffuser types to be provided on request. all grilles shall be manufactured from sheet metal with a stove enamelled finish |  | Nr
Recessed passive supply air grill, grill recessed into the suspended ceiling
| 200mm diameter disc valve as KI 125 supply valve. grilles shall have RAL 9010 colour finish. samples of all grille/diffuser types to be provided on request. all grilles shall be manufactured from sheet metal with a enamelled white finish. the outer body is fitted with a gasket to form an airtight seal with the mounting ring |  | Nr
Heat recovery unit that shall be semi-recessed installed in the ceiling void
| The contractor shall allow for supply, installation, testing and commissioning of all the heat recovery units as indicated on the drawings. this includes the heat recovery unit, associated controls, associated works, duct work, etc. Model ref KERS 50 heat recovery unit, or equivalent |  | Nr
External wall mounted louvre for stale air extract from the heat recovery unit; lourves shall have a metal aluminium finish, have stainless steel bird mesh and be suitable for external use. sample of all grille/diffuser types to be provided on request, all lourves shall be spray painted to a RAL colour to match he external cladding on the building, the grilles to be finishes with a polyester powder coating to RAL colour to match the external cladding on the building
| WL38 rectangular cast external lourve with 45 degree blade slope, 300mm diameter, overall size grill 345 x 345mm |  | Nr
External wall mounted louvre for fresh air supply to the heat recovery unit; lourves shall have a metal aluminium finish, have stainless steel bird mesh and be suitable for external use. sample of all grille/diffuser types to be provided on request, all lourves shall be spray painted to a RAL colour to match he external cladding on the building, the grilles to be finishes with a polyester powder coating to RAL colour to match the external cladding on the building
| WL38 rectangular cast external lourve with 45 degree blade slope, 300mm diameter, overall size grill 345 x 345mm |  | Nr
Extract fans
| Fan for cooker hood, roof mounted extract fan. 460m3/hr@250pa. systemair DVN 355BC roof fan, controlled by remote switch |  | Nr
Cooker hood
| A wall mounted stainless steel extract canopy c/w light, washable metal grease filter, duct, speed controller, lights, external grill & transition pieces as required shall be installed in the kitchen as indicated on the drawings. cooker extractor hood shall be as 600mm "milano" as supplied by vent axia, or equivalent |  | Nr
External wall mounted extract louvre; lourves shall have a metal aluminium finish, have stainless steel bird mesh and be suitable for external use. sample of all grille/diffuser types to be provided on request, all lourves shall be spray painted to a RAL colour to match he external cladding on the building, the grilles to be finishes with a polyester powder coating to RAL colour to match the external cladding on the building
| WL38 rectangular cast external lourve with 45 degree blade slope, 160mm diameter ductwork, overall size 257 x 257mm |  | Nr
External wall mounted passive louvres shall have a metal aluminium finish with steel bird mesh, be suitable for external use. samples of all air grille/diffuser types to be provided on request. all louvres shall be spray painted to a RAL colour to match the external cladding on the building. the grilles shall be finished with a polyester powder coated to match external cladding on the building
| WL38 rectangualr cast external louvre with 45 degree blade slope, 150mm diameter ductwork, overall size 257 x 257mm |  | Nr
| WL38 rectangular cast external louvre with 45 degree blade slope 200mm diameter ductwork, overall size 307 x 307mm |  | Nr
Ceiling mounted remote PIR sensor for control of extract fan for the toilets
| All fans for the toilets shall be controlled by a remote PIR sensor. the PIR sensor shall be sensitive to infared radiation emitted by bodies in movement, with a 360 degree angle as CPFL-S |  | Nr
Volume control balancing damper shall be manufactured from aluminium and shall be complete with spigot connections as required. balancing dampers shall be opposed blade type balancing dampers shall include a device for positioning and locking the damper blades. the positions of all manual dampers, as set after final regulation, shall be indelibly marked at the adjusting devices. standard volume control dampers for rectangular ductwork shall be "HVC-NCA series 900 (model b) for rectangular duct (or equivalent) supplied by lindab, or equivalent
| Standard volume control dampers for rectangular ductwork shall be "HVC-NCA series 900 (model b) for rectangular duct or (model c) for circular duct (or equivalent) supplied by lindab, or equivalent. |  | Nr
External wall mounted heat recovery louvre
Nr
Heat Recovery Unit;The contractor shall allow for supply, installation, testing and commissioning of all the heat recovery units as indicated on the drawings. this includes the heat recovery unit, associated controls, associated works, duct work, etc. Model ref KERS 50 heat recovery unit, or equivalent
| Max air flow speed of 50mc/hr, air exchange of 25mc/hr. heat recovery efficiency of 97% noise level at max speed 30db and 11db from 3m away. working range of -20/50 degrees. |  | Nr
Fire Damper;The contractor shall supply and fit fire dampers on ductwork as indicated on the drawings. all new "ES" rated fire dampers as indicated on the drawings to have a fire rating of 120 minutes. The "ES" rated fire damper must leak no more than 200m3/hr/m2 at any point during the fire test. this also applies to the largest and smallest size damper to be offered for sale at ambient temperature for the ES criteria to be applicable
| 100mm diameter fusible link fire damper c/w HVAC frame |  | Nr
| 200mm diameter fusible link fire damper c/w HVAC frame |  | Nr
Classroom semi-recessed heat recovery unit;The contractor shall allow for supply, installation, testing and commissioning of all the heat recovery units as indicated on the drawings. this includes the heat recovery unit, associated controls, associated works, duct work, etc. Sense SNH 1000-H-OE1
| Nominal air flow 1000m3/hr at a frequency of 50 hz. 230V heat recovery unit; horizontal |  | Nr
DUCTWORK
| 300mm Dia. duct for fresh air supply to the heat recovery unit shall be installed at H/L in the ceiling void and shall discharge through the external wall ductwork shall be installed |  | m
| 300mm Dia. duct for stale air return from the heat recovery unit shall be installed at H/L in the ceiling void and shall discharge through the external wall. ductwork shall be insulated |  | m
| 160mm Dia. extract duct exiting the building at high level at approximately 3500mm (to centre of duct) above finished floor level. the duct shall be terminated into a wall mounted extrat louvre. duct shall be installed at H/L in the ceiling void and shall discharge through the external wall at H/L as indicated |  | m
| 110mm Dia. supply/extract duct exiting the building at high level from the new wall mounted heat recovery unit. size of external grill shall match size of duct. duct shall be installed at H/L and shall discharge through the external wall as indicated |  | m
| 200mm Dia. passive duct exiting the building at high level at approximately 3500mm (to centre of the duct) above finished floor level. the duct shall be terminated into a wall mounted passive louvre, duct shall be installed at H/L in the ceiling void and shall discharge through the external wall at H/L as indicated |  | m
DUCTWORK, FITTINGS AND ANCILLARIES
Distribution system; galvanised steel; installed in accordance with Mechanical Drawings and Specification
0A | 300mm Dia. duct for fresh air supply to the heat recovery unit shall be installed at H/L in the ceiling void; bends |  | Nr
| 300mm Dia. duct for stale air return from the heat recovery unit shall be installed at H/L in the ceiling void; bends |  | Nr
0Q | 160mm Dia. extract duct exiting the building at high level at approximately 3500mm (to centre of duct) above finished floor level. the duct shall be terminated into a wall mounted extrat louvre. duct shall be installed at H/L in the ceiling void; bends |  | Nr
| 100mm Dia. extract duct exiting the building at high level at approximately 3500mm (to centre of the duct) above finished floor level. the duct shall be terminated into a wall mounted extract louvre. duct shall be installed at H/L in the ceiling void; bends |  | Nr
0X | 200mm Dia. passive duct exiting the building at high level at approximately 3500mm (to centre of the duct) above finished floor level. the duct shall be terminated into a wall mounted passive louvre, duct shall be installed at H/L in the ceiling void; bends |  | Nr
Labelling and identification
| All items of equipment such as heat recovery units, fans, dampers, etc. whatsoever, supplied and fitted by the Contractor under this section of the contract shall be provided with labels of approximate size 150 mm x 80 mm x 1.63 mm s.w.g. In general, all labels on equipment shall be engraved on rigid plastic plates and secured to the item of equipment by means of screws; all in accordance with Services Engineers Drawings and Specifications |  | Item
INSULATION
Insulation; in accordance with the Service Engineers Specification
0E | pipework; generally |  | item
TESTING AND COMMISSIONING
Identification
0P | Identification plates, labels and the like; as Engineer's specification |  | Item
Testing
0F | Testing and commissioning as detailed in Engineer's specification |  | Item
Commissioning and system validation
| The Contractor shall employ a suitably qualified company to carry out the commissioning. This shall include flow rates for each grill and the balancing of the dampers and fans to achieve the required flow rate in each room as indicated on the drawings. |  | Item
0G | Commissioning report confirming the actual flow rate of each gill to the design flow rate and the reason for any discrepancies |  | Item
0M | Warranty requirements as detailed in Engineer's specification |  | Item
Operation and maintenance manuals
0H | Operating and maintenance manuals; manuals shall be available as specified in the Mechanical Specification |  | Item
Drawing preparation
0J | Working drawings |  | Item
0K | Co-ordination drawings |  | Item
0L | As-built drawings |  | Item
General Builder's Work
0N | Marking out and supervision of all Builder's Work |  | Item
0N | fire stopping; the Contractor shall identify openings where fire stopping is required, to complete building in around containment trays and conduits, which fire stopping shall be certified by specialists |  | item
(58) PROTECTIVE SERVICES
NOTES
| Wherever products are specified by proprietary name and the phrase or equivalent is not included, it is to be deemed included |  | noidn
| The Tenderer's attention is drawn to the "Works Requirements within Volume A" attached, from which this element has been prepared |  | noidn
| For detailed description of workmanship see Mechanical & Electrical Engineer's Drawings / Specification |  | noidn
| Notwithstanding the provisions of the Agreed Rules of Measurement (ARM5), the items listed below have not been measured in accordance with ARM5. |  | noidn
| The Contractor shall allow for the full and complete provision of the works associated with these items, including all labour, materials, equipment, cabling, containment, accessories, testing and commissioning, as required by the Contract Drawings and Services Engineers Specification. No adjustment to the Contract Sum shall be made on the basis that such items have not been measured in accordance with ARM5. |  | noidn
| The Contractor shall note that notwithstanding the quantities included in this Bill of Quantities, the tendered sum shall be deemed to include for the full and complete execution of the works as described in the Services Engineers Specifications, Drawings and Schedules. |  | noidn
| The Contractor shall ensure that all plant, equipment, fixtures, ductwork, pipework, valves, dampers, controls, insulation, supports, builders work interfaces and ancillary items, whether specifically quantified or not, are fully allowed for in order to deliver a complete, coordinated and fully functioning mechanical services installation. The Contractor shall not be entitled to additional payment for any item omitted from the BoQ quantities where such item is clearly required by the drawings and/or specifications. |  | noidn
Information generally
| 1. It is brought to the Contractors attention that the proposed alterations to the extension and as such particular attention should be paid to the requirement for concealed pipework and recessed radiators together with any other requirements for an SEN Unit as detailed in the Mechanical & Electrical Engineer's Drawings / Specifications and as demanded by the requirements of a typical SEN unit. |  | noidn
| 2. Allow for bringing and removal on completions all plant required for this element of work |  | noidn
| 3. Contractor to include in his tender sum for all general and special attendances required on his mechanical sub-contractor |  | noidn
GENERAL/SPECIAL ATTENDANCE
Notes
0Q | This Element includes the following scope of works: Mechanical services (protective & fire safety equipment). |  | Note
Preliminary Particulars
0R | The Contractor shall include here for all items deemed necessary relating to this Element of the Works as contained in the Service Engineers Drawing Nr's.19-052 53(M001) - T1 to 19-052 53(M006) - T1, specification, schematics and associated equipment schedules |  | item
General/Special Attendances
| The Contractor is to liaise directly with the Mechanical Specialist with regards to the provision of all attendances required for the mechanical installation; no claims will be entertained in respect of omissions or oversights on behalf of either party. Any general / special attendances listed below are for guidance purposes only. |  | noidn
108B | ^^^^provide lightweight aluminium mobile scaffolds complete with floors, ladder and handrails, for the installation of new services at high level as per the relevant drawings |  | Item
108C | ^^^^provide for hoisting of all plant as necessary |  | Item
108D | ^^^^provide for storing all plant as necessary |  | Item
108E | ^^^^provide for storing all material as necessary |  | Item
FITTINGS
FITTINGS EQUIPMENT AND FURNITURE
GENERAL
System; supply and install the following Fire Fighting Equipment; as detailed in Service Engineer's Mechanical specification
0A | supply, install, commission and test of fire safety & protective services equipment to IS EN 3-7 and IS 291 |  | item
Fire Equipment
Fire Equipment; MSC fire or equivalent; complete with all signage, housing, fixings and brackets
0B | Portable fire extinguisher foam (6 litre) |  | nr
0C | Portable fire extinguisher carbon dioxide (2KG) |  | nr
0D | Fire blanket |  | nr
TESTING AND COMMISSIONING
Identification
0M | identification plates, labels and the like; as Engineer's specification |  | item
Testing
0E | testing and commissioning as detailed in Engineer's specification |  | item
Commissioning and system validation
0K | warranty requirements as detailed in Engineer's specification |  | item
Operation and maintenance manuals
0F | operating and maintenance manuals; manuals shall be available as specified in the Mechanical Specification |  | item
Drawing preparation
0G | working drawings |  | item
0H | co-ordination drawings |  | item
0J | as-built drawings |  | item
General Builder's Work
0L | marking out and supervision of all Builder's Work |  | item
0N | fire stopping; the Contractor shall identify openings where fire stopping is required, to complete building in around containment trays and conduits, which fire stopping shall be certified by specialists |  | item
(59) COMMISSIONING, INSTRUCTION TO CLIENT AND HANDOVER MECHANICAL INSTALLATIONS
NOTES
| Wherever products are specified by proprietary name and the phrase or equivalent is not included, it is to be deemed included |  | noidn
| The Tenderer's attention is drawn to the "Works Requirements within Volume A" attached, from which this element has been prepared |  | noidn
| For detailed description of workmanship see Mechanical & Electrical Engineer's Drawings / Specification |  | noidn
| Notwithstanding the provisions of the Agreed Rules of Measurement (ARM5), the items listed below have not been measured in accordance with ARM5. |  | noidn
| The Contractor shall allow for the full and complete provision of the works associated with these items, including all labour, materials, equipment, cabling, containment, accessories, testing and commissioning, as required by the Contract Drawings and Services Engineers Specification. No adjustment to the Contract Sum shall be made on the basis that such items have not been measured in accordance with ARM5. |  | noidn
| The Contractor shall note that notwithstanding the quantities included in this Bill of Quantities, the tendered sum shall be deemed to include for the full and complete execution of the works as described in the Services Engineers Specifications, Drawings and Schedules. |  | noidn
| The Contractor shall ensure that all plant, equipment, fixtures, ductwork, pipework, valves, dampers, controls, insulation, supports, builders work interfaces and ancillary items, whether specifically quantified or not, are fully allowed for in order to deliver a complete, coordinated and fully functioning mechanical services installation. The Contractor shall not be entitled to additional payment for any item omitted from the BoQ quantities where such item is clearly required by the drawings and/or specifications. |  | noidn
Information generally
| 1. It is brought to the Contractors attention that the proposed alterations to the extension and as such particular attention should be paid to the requirement for concealed pipework and recessed radiators together with any other requirements for an SEN Unit as detailed in the Mechanical & Electrical Engineer's Drawings / Specifications and as demanded by the requirements of a typical SEN unit. |  | noidn
| 2. Allow for bringing and removal on completions all plant required for this element of work |  | noidn
| 3. Contractor to include in his tender sum for all general and special attendances required on his mechanical sub-contractor |  | noidn
MECHANICAL INSTALATIONS
Testing & Commissioning of Mechanical Systems
| Testing, balancing and commissioning of all mechanical services installations, including heating, ventilation, water services and associated controls; complete system testing to demonstrate full compliance with specification and design intent |  | Item
| Commissioning of LPHW heating systems, including pipework, pumps, valves and heat emitters, complete with witnessing and provision of commissioning records |  | Item
| Commissioning of ventilation systems, including extract, supply and heat recovery systems, complete with air‑flow measurements, balancing and commissioning reports confirming design flow rates |  | Item
| Testing and commissioning of water services installations, including pressure testing, disinfection, flushing and functional verification as specified |  | Item
| Attendance at witness testing by the Employer’s Representative and provision of all required test certificates and commissioning documentation |  | Item
Operation & Maintenance Manuals and Handover
| Preparation and submission of Operation & Maintenance (O&M) Manuals for all mechanical services installations, complete with manufacturers’ data sheets, test certificates, commissioning records and maintenance instructions |  | Item
| Provision of as‑installed system descriptions, control philosophies and recommended maintenance schedules within O&M manuals |  | Item
| Provision of training and demonstration to the Client’s representatives on the correct operation of installed mechanical services systems |  | Item
| Final handover of mechanical services installations, including delivery of O&M manuals, certificates, commissioning reports and confirmation of satisfactory system operation |  | Item
**BUILDING SERVICES INSTALLATION (MAINLY ELECTRICAL)**
(61) ELECTRICAL SUPPLY AND MAIN DISTRIBUTION
NOTES
| Wherever products are specified by proprietary name and the phrase or equivalent is not included, it is to be deemed included |  | noidn
| The Tenderer's attention is drawn to the "Works Requirements within Volume A" attached, from which this element has been prepared |  | noidn
| For detailed description of workmanship see Mechanical & Electrical Engineer's Drawings / Specification |  | noidn
| Notwithstanding the provisions of the Agreed Rules of Measurement (ARM5), the items listed below have not been measured in accordance with ARM5. |  | noidn
| The Contractor shall allow for the full and complete provision of the works associated with these items, including all labour, materials, equipment, cabling, containment, accessories, testing and commissioning, as required by the Contract Drawings and Services Engineers Specification. No adjustment to the Contract Sum shall be made on the basis that such items have not been measured in accordance with ARM5. |  | noidn
| The Contractor shall note that notwithstanding the quantities included in this Bill of Quantities, the tendered sum shall be deemed to include for the full and complete execution of the works as described in the Services Engineers Specifications, Drawings and Schedules. |  | noidn
| The Contractor shall ensure that all equipment, fittings, lighting controls, sensors, switches, cabling, containment systems, wiring accessories, supports and ancillary items, builders work interfaces, whether specifically quantified or not, are fully allowed for in order to deliver a complete, coordinated and fully functioning electrical services installation. The Contractor shall not be entitled to additional payment for any item omitted from the BoQ quantities where such item is clearly required by the drawings and/or specifications. |  | noidn
Information generally
| 1. It is brought to the Contractors attention that the proposed alterations to the extension and as such particular attention should be paid to the requirement for concealed pipework and recessed radiators together with any other requirements for an SEN Unit as detailed in the Mechanical & Electrical Engineer's Drawings / Specifications and as demanded by the requirements of a typical SEN unit. |  | noidn
| 2. Allow for bringing and removal on completions all plant required for this element of work |  | noidn
| 3. Contractor to include in his tender sum for all general and special attendances required on his mechanical sub-contractor |  | noidn
GENERAL/SPECIAL ATTENDANCE
Notes
0K | This Element includes the following scope of works: Electrical services in Supply and Main Distribution |  | Note
Preliminary Particulars
0L | The Contractor shall include here for all items deemed necessary relating to this Element of the Works as contained in the Service Engineers Drawing Nr's.19-052 62(E001) - T1 to 19-052 62(E005) - T1, specification, schematics and associated equipment schedules |  | item
General/Special Attendances
| The Contractor is to liaise directly with the Electrical Specialist with regards to the provision of all attendances required for the mechanical installation; no claims will be entertained in respect of omissions or oversights on behalf of either party. Any general / special attendances listed below are for guidance purposes only. |  | noidn
108B | ^^^^provide lightweight aluminium mobile scaffolds complete with floors, ladder and handrails, for the installation of new services at high level as per the relevant drawings |  | Item
108C | ^^^^provide for hoisting of all plant as necessary |  | Item
108D | ^^^^provide for storing all plant as necessary |  | Item
108E | ^^^^provide for storing all material as necessary |  | Item
LV INSTALLATIONS
GENERAL
System; supply, install and commission of LV Electrical Centre and Main Distribution installation, including all switchgear, distribution boards, enclosures, breakers, fuses, glands, switches, meters, transformers, indicators, supports, fixings, hangers, grounds, busbar, loops, casings, plating, isolators and surge protection; including all associated unistrut support framework, bracketing, supports, secondary steelwork, earthing, tags, accessories, etc as required in accordance with the Electrical Drawings 19-052 62(E001) - T1 to 19-052 62(E005) - T1
0F | supply, install, test and commission of Power Distribution system; complete |  | item
| The Electrical Contractor shall allow for the supply and installation of a new sub distribution board (NSDB-01) |  | Nr
PRIMARY EQUIPMENT
Equipment; including all MCB's, RCBO's, contactors, surge arrestors, cable end boxes, interconnections, fuses, traffolyte designation labels and all other items required to complete
| Supply and install, connect, test and commission sub distribution electrical board (SDB-01) |  | Item
| Supply and install, connect, test and commission sub distribution electrical board (SDB-02) |  | Item
Accessories associated with terminal equipment; supply and install accessories, all as per Engineer's Drawings and the Electrical Specification.
0F | MCB's |  | item
0G | MCCB's |  | item
0H | RCBO circuit breakers |  | item
0J | circuit breakers |  | item
0K | tap off units |  | item
0L | fuse tp's |  | item
0M | switch fuse sp's |  | item
0N | 3-phase ESB CT meter |  | item
0P | surge protection |  | item
0Q | generation meters |  | item
0R | ac isolators |  | item
0S | isolator switches |  | item
0T | multi function meters; RS485 modbus metering interface with BMS |  | item
0U | Include here for any other accessories not expressly listed above but required to complete the works |  | item
Accessories associated with electronic surge protection; supply and install accessories, all as per Engineer's Drawings and the Electrical Specification.
| TP & N incomer on the new Sub Electrical Distribution Board (SDB.01) - (Type 2 combined lightning & SPD). |  | item
| TP & N incomer on all the new Sub-Distribution Board (Type 2 combined lightning & SPD). |  | item
| SP & N incomer on the new Fire Alarm Panel – (Type 2 combined lightning & SPD). |  | item
| SP & N incomer on the PV Panel supply – (Type 2 combined lightning & SPD). |  | item
Accessories associated with electrical check meters; supply and install accessories, all as per Engineer's Drawings and the Electrical Specification.
| Supply and install electricity check meter shall be installed in the new sub electrical boards as indicated on the drawings; PowerLogic PM5000 series , or equivalent; check meter shall be interfaced to the Buildings Management System; all in accordance with the Service Engineers Drawings and Specification |  | Item
Supply and install all necessary cabling including all control cabling including isolators, mccb, terminations, testing, monitoring etc. all strictly in accordance with the Service Engineers Drawings and Specification
LV Installations Cabling
0V | LV installations cabling |  | item
Final circuits (including points terminations) supply and installation of the following LV services; including all wiring, concealed conduits, back boxes, glanding, terminating, earthing, bonding and the like etc. as required, all as per Engineer's drawings and the Electrical Specification.
0G | circuits to all LV power distribution boards and fittings |  | item
TESTING AND COMMISSIONING
Identification
0M | identification plates, labels and the like; as Engineer's specification |  | item
Testing
0E | testing and commissioning as detailed in Engineer's specification |  | item
Commissioning and system validation
0K | commissioning as detailed in Engineer's specification |  | item
0K | warranty requirements as detailed in Engineer's specification |  | item
Operation and maintenance manuals
0F | operating and maintenance manuals; manuals shall be available as specified in the Electrical Specification |  | item
Drawing preparation
0G | working drawings |  | item
0H | co-ordination drawings |  | item
0J | as-built drawings |  | item
General Builder's Work
0L | marking out and supervision of all Builder's Work |  | item
0N | fire stopping; the Contractor shall identify openings where fire stopping is required, to complete building in around containment trays and conduits, which fire stopping shall be certified by specialists |  | item
(62) POWER
NOTES
| Wherever products are specified by proprietary name and the phrase or equivalent is not included, it is to be deemed included |  | noidn
| The Tenderer's attention is drawn to the "Works Requirements within Volume A" attached, from which this element has been prepared |  | noidn
| For detailed description of workmanship see Mechanical & Electrical Engineer's Drawings / Specification |  | noidn
| Notwithstanding the provisions of the Agreed Rules of Measurement (ARM5), the items listed below have not been measured in accordance with ARM5. |  | noidn
| The Contractor shall allow for the full and complete provision of the works associated with these items, including all labour, materials, equipment, cabling, containment, accessories, testing and commissioning, as required by the Contract Drawings and Services Engineers Specification. No adjustment to the Contract Sum shall be made on the basis that such items have not been measured in accordance with ARM5. |  | noidn
| The Contractor shall note that notwithstanding the quantities included in this Bill of Quantities, the tendered sum shall be deemed to include for the full and complete execution of the works as described in the Services Engineers Specifications, Drawings and Schedules. |  | noidn
| The Contractor shall ensure that all equipment, fittings, lighting controls, sensors, switches, cabling, containment systems, wiring accessories, supports and ancillary items, builders work interfaces, whether specifically quantified or not, are fully allowed for in order to deliver a complete, coordinated and fully functioning electrical services installation. The Contractor shall not be entitled to additional payment for any item omitted from the BoQ quantities where such item is clearly required by the drawings and/or specifications. |  | noidn
Information generally
| 1. It is brought to the Contractors attention that the proposed alterations to the extension and as such particular attention should be paid to the requirement for concealed pipework and recessed radiators together with any other requirements for an SEN Unit as detailed in the Mechanical & Electrical Engineer's Drawings / Specifications and as demanded by the requirements of a typical SEN unit. |  | noidn
| 2. Allow for bringing and removal on completions all plant required for this element of work |  | noidn
| 3. Contractor to include in his tender sum for all general and special attendances required on his mechanical sub-contractor |  | noidn
GENERAL/SPECIAL ATTENDANCE
Notes
0K | This Element includes the following scope of works: Electrical services in Power Distribution Services; which includes General and small power installations; Earthing installations, PV installations and EV Charger Installations. |  | Note
Preliminary Particulars
0L | The Contractor shall include here for all items deemed necessary relating to this Element of the Works as contained in the Service Engineers Drawing Nr's.19-052 62(E001) - T1 to 19-052 62(E005) - T1, specification, schematics and associated equipment schedules |  | item
General/Special Attendances
| The Contractor is to liaise directly with the Electrical Specialist with regards to the provision of all attendances required for the mechanical installation; no claims will be entertained in respect of omissions or oversights on behalf of either party. Any general / special attendances listed below are for guidance purposes only. |  | noidn
108B | ^^^^provide lightweight aluminium mobile scaffolds complete with floors, ladder and handrails, for the installation of new services at high level as per the relevant drawings |  | Item
108C | ^^^^provide for hoisting of all plant as necessary |  | Item
108D | ^^^^provide for storing all plant as necessary |  | Item
108E | ^^^^provide for storing all material as necessary |  | Item
ELECTRICAL INSTALATIONS
GENERAL SERVICES AND SMALL POWER INSTALLATIONS
GENERAL
System; supply, install and commission of Power installation in accordance with the Electrical Specification and Drawing 19-052 62(E001) - T1 to 19-052 62(E005) - T1
0M | supply, install, test and commission of general services and small power installations; complete; as per Electrical Services Drawings and Specification |  | item
PRIMARY EQUIPMENT
Fittings; Socket Outlets; supply and install all as per Engineer's drawings and the Electrical Specification.
0N | Twin 13A switched socket outlet |  | Nr
| Below counter twin socket with over counter double pole isolation switch C/W neon indicator for isolation |  | Nr
Fittings; Isolators & Switches; supply and install all as per Engineer's drawings and the Electrical Specification.
0D | Double pole isolating switch for isolating the power to the double socket at high level on the dado trunking |  | Nr
0E | Single-phale isolator |  | Nr
Fittings; Spurs and Local Supplies; supply and install all as per Engineer's drawings and the Electrical Specification.
0F | Single 13a switched spur outlet for cctv |  | Nr
| Single 13a switched spur outlet for door access system |  | Nr
| Single 13a switched spur outlet for extract fans |  | Nr
| Single 13 a unswitched spur outlet for the power supply to the fire alarm repeated panel. spur outlet installed at approximately 1400mm A.F.F.L |  | Nr
| Single 40a unswitched spur outlet for the electricity shower. spur outlet installed at approximately 2600mm A.F.F.L |  | Nr
| Single 32a unswitched spur outlet for the electric fire shutter installation |  | Nr
| Single 13a switched spur outlet for heat recovery unit |  | Nr
| Single 13a switched spur outlet for the hot water boiler |  | Nr
| Single 25a switched spur outlet for the classroom heat recovery unit |  | Nr
| Single 13a unswitched spur outlet installed at high level in the ceiling void for power supply to the emergency call system for the disabled toilet. mounting height to be confirmed on site. |  | Nr
| 12-gang wall mounted control panel for sockets/spurs in sensory room |  | Nr
Fittings; Mechanical / Services Power & Controls; supply and install all as per Engineer's drawings and the Electrical Specification.
| The Electrical Contractor shall allow for the wiring of extract fans for the toilets and office as indicated on the drawings, which shall be supplied and fitted by the Mechanical Contractor. |  | Item
0D | Remote PIR control for the extract fan |  | Nr
0E | Wall mounted room stat |  | Nr
Fittings; Specialist Plates & AV Provisions; supply and install all as per Engineer's drawings and the Electrical Specification.
| The Electrical Contractor shall allow for installing Projector Audio Faceplates (PAF’s) for the installation of the data projector in each classroom as indicated on the drawings. |  | Item
0R | Projector audio faceplate 1 (high level PAF1) |  | Nr
0A | Projector audio faceplate 2 ( teachers desk PAF2) |  | Nr
Fittings; Controls & Sensors ; supply and install all as per Engineer's drawings and the Electrical Specification.
0K | Supply and install CO₂ monitor with LED display to all teaching spaces; mounting height to be agreed on site; Honeywell ‘IAQPoint2Touch’, or equivalent (Ref. CO₂) |  | Nr
Fittings; Data, Communications & AV; supply and install all as per Engineer's drawings and the Electrical Specification.
| Data Projector Isolation Switch; K370 WHI, or equivalent; 13amp fuse with fuse holder; for future power supply to the data projector (which shall be installed by others). |  | Item
0M | Cat 6a for data |  | Nr
0N | Cat 6a for door access |  | Nr
0P | Cat 6a outlet for cctv cameras |  | Nr
0Q | Wireless access network point (wifi point) point shall be wired in cat 6a cable |  | Nr
Attendances to the mechanical installation
Motor Control Centre (MCC)
| The contractor shall modify the existing MCC Controls panel and bms graphics to include for the new LPHW heating pump. |  | Item
Pumps
| The Electrical Contractor shall allow for all power supplies to the boiler which shall be a 230volt 13amp fused spur. Allow for connecting the power supply to each pump set. Final location of spur to be confirmed with the Mechanical Contractor. |  | Item
Power Wiring
| Wiring, unless stated otherwise, shall be carried out in 2-core 4mm sq. PVC cables plus earth. All wiring to control devices shall be carried out in Beldon 9534 4-core screened cable (or equivalent). |  | Item
Attendances to the heat recovery units
| The Contractor shall allow for the electrical attendances to each heat recovery system; Each heat recovery unit shall be installed in the ceiling void or wall mounted in the location as indicated on the drawings. See drawings for quantities and locations; 230V single phase power supply via a 13-amp fused spur outlet to each heat recovery unit. The fused 13-amp spur outlet shall be located as indicated on the drawing. Final location of fused spur outlet to be confirmed with the heat recovery unit installer; all as per Engineer's drawings and the Electrical Specification. |  | Item
Attendances to the two-port valves and local room stats
The Contractor shall include for the following electrical attendances to each 2port valve and thermostat arrangement in the rooms as indicated (see drawings for quantities)
| 230V power supply via a 13 amp unswitched spur for the 2-port valve which shall be installed in the store room at low level alongside the heating manifold. Final location of spur to be confirmed with the system installer |  | Item
| 2-core 1.5mm2 cable from the wall mounted thermostat to the 2-port valve at low level in the store. |  | Item
| Wiring installed in steel conduit from the 2-port valve to the thermostat. Include for all necessary cable containment. |  | Item
| Wiring shall be taken from the new electrical board in the building which are indicated on the drawings. |  | Item
Multi-Sensory room
| Allow for installing and wiring the number of spurs for this room as indicated back to a wall mounted 12-gang switch grid/panel. The grid shall be from the MK Albany Plus range and shall be finished in stainless steel. Wiring shall be carried out in 2.5mm sq. from each socket back to the 12-gang grid; all as per Engineer's drawings and the Electrical Specification. |  | Item
Earthing and bonding
| earthing and bonding |  | Item
General Services & Small Power Cabling
0P | General Services Cabling |  | item
0Q | Small Power Cabling |  | item
Final circuits (including points terminations) supply and installation of the following general services and small power; including all wiring, concealed conduits, back boxes, glanding, terminating, earthing, bonding and the like etc. as required, all as per Engineer's drawings and the Electrical Specification.
0G | circuits to all general services and small power fittings |  | item
TESTING AND COMMISSIONING
Identification
0M | identification plates, labels and the like; as Engineer's specification |  | item
Testing
0E | testing and commissioning as detailed in Engineer's specification |  | item
Commissioning and system validation
0K | commissioning as detailed in Engineer's specification |  | item
0K | warranty requirements as detailed in Engineer's specification |  | item
Operation and maintenance manuals
0F | operating and maintenance manuals; manuals shall be available as specified in the Electrical Specification |  | item
Drawing preparation
0G | working drawings |  | item
0H | co-ordination drawings |  | item
0J | as-built drawings |  | item
General Builder's Work
0L | marking out and supervision of all Builder's Work |  | item
0N | fire stopping; the Contractor shall identify openings where fire stopping is required, to complete building in around containment trays and conduits, which fire stopping shall be certified by specialists |  | item
(63) LIGHTING
NOTES
| Wherever products are specified by proprietary name and the phrase or equivalent is not included, it is to be deemed included |  | noidn
| The Tenderer's attention is drawn to the "Works Requirements within Volume A" attached, from which this element has been prepared |  | noidn
| For detailed description of workmanship see Mechanical & Electrical Engineer's Drawings / Specification |  | noidn
| Notwithstanding the provisions of the Agreed Rules of Measurement (ARM5), the items listed below have not been measured in accordance with ARM5. |  | noidn
| The Contractor shall allow for the full and complete provision of the works associated with these items, including all labour, materials, equipment, cabling, containment, accessories, testing and commissioning, as required by the Contract Drawings and Services Engineers Specification. No adjustment to the Contract Sum shall be made on the basis that such items have not been measured in accordance with ARM5. |  | noidn
| The Contractor shall note that notwithstanding the quantities included in this Bill of Quantities, the tendered sum shall be deemed to include for the full and complete execution of the works as described in the Services Engineers Specifications, Drawings and Schedules. |  | noidn
| The Contractor shall ensure that all equipment, fittings, lighting controls, sensors, switches, cabling, containment systems, wiring accessories, supports and ancillary items, builders work interfaces, whether specifically quantified or not, are fully allowed for in order to deliver a complete, coordinated and fully functioning electrical services installation. The Contractor shall not be entitled to additional payment for any item omitted from the BoQ quantities where such item is clearly required by the drawings and/or specifications. |  | noidn
Information generally
| 1. It is brought to the Contractors attention that the proposed alterations to the extension and as such particular attention should be paid to the requirement for concealed pipework and recessed radiators together with any other requirements for an SEN Unit as detailed in the Mechanical & Electrical Engineer's Drawings / Specifications and as demanded by the requirements of a typical SEN unit. |  | noidn
| 2. Allow for bringing and removal on completions all plant required for this element of work |  | noidn
| 3. Contractor to include in his tender sum for all general and special attendances required on his mechanical sub-contractor |  | noidn
GENERAL/SPECIAL ATTENDANCE
Notes
0K | This Element includes the following scope of works: Electrical services in Electrical Lighting |  | Note
Preliminary Particulars
0L | The Contractor shall include here for all items deemed necessary relating to this Element of the Works as contained in the Service Engineers Drawing Nr's.19-052 63(E001) - T1 to 19-052 63(E005) - T1, specification, schematics and associated equipment schedules |  | item
General/Special Attendances
| The Contractor is to liaise directly with the Electrical Specialist with regards to the provision of all attendances required for the mechanical installation; no claims will be entertained in respect of omissions or oversights on behalf of either party. Any general / special attendances listed below are for guidance purposes only. |  | noidn
108B | ^^^^provide lightweight aluminium mobile scaffolds complete with floors, ladder and handrails, for the installation of new services at high level as per the relevant drawings |  | Item
108C | ^^^^provide for hoisting of all plant as necessary |  | Item
108D | ^^^^provide for storing all plant as necessary |  | Item
108E | ^^^^provide for storing all material as necessary |  | Item
ELECTRICAL INSTALATIONS
LIGHTING AND EMERGENCY LIGHTING INSTALLATIONS
GENERAL
System; supply, install and commission of Lighting installation in accordance with Electrical Drawings and Specification
0B | supply, install, test and commission of internal and external lighting installations; complete; as per Electrical Services Drawings and Specification |  | item
0C | supply, install, test and commission of emergency lighting installations; complete; to IS3217:2013; as per Electrical Services Drawings and Specification |  | item
PRIMARY EQUIPMENT
Primary Equipment
Momentary (Push-To-Make) retractive light switches
| One-way "push to make" light switch |  | Nr
| Tow-way "push to make" light switch |  | Nr
Lighting Controls
0D | Ceiling mounted remote pir sensor for the lighting controls |  | Nr
| Standalone recessed daylight absence detector and daylight sensor |  | Nr
Fittings; supply and install lighting fittings, or equivalent, including all wiring, kilks, flexible cords, supports, steel conduit, labelling and the like all as specified in Electrical Drawings 19-052 63(E001) - T1 to 19-052 63(E005) - T1
0E | New 23.716W LED luminaire |  | Nr
0F | New 29.1W LED luminaire |  | Nr
| New 16W LED luminaire |  | Nr
| New 37W LED dimmable luminaire (1520mm) |  | Nr
| New IP66 25W external eyelid luminaire |  | Nr
Fittings; supply and install external lighting fittings, or equivalent, including all wiring, kilks, flexible cords, supports, steel conduit, labelling and the like all as specified in Electrical Drawing 19-052 63(E001) - T1 to 19-052 63(E005) - T1
0K | Emergency escape exit sign with directions |  | Nr
| Stand-alone "area version" LED emergency light fitting |  | Nr
Lighting & Emergency Lighting Cabling
0P | Lighting cabling |  | item
0Q | Emergency Lighting cabling |  | item
Final circuits (including points terminations) supply and installation of the following lighting and emergency lighting; including all wiring, concealed conduits, back boxes, glanding, terminating, earthing, bonding and the like etc required all as per Engineer's drawings and the Electrical Specification.
0G | circuits to all lighting fittings, detectors and switches |  | item
0H | circuits to all emergency lighting fittings, detectors and switches |  | item
| All new cables shall be supplied from the new electrical distribution board in the building. Quantity and locations as indicated on the drawings |  | item
TESTING AND COMMISSIONING
Identification
0M | identification plates, labels and the like; as Engineer's specification |  | item
Testing
0E | testing and commissioning as detailed in Engineer's specification |  | item
Commissioning and system validation
0K | commissioning as detailed in Engineer's specification |  | item
0K | warranty requirements as detailed in Engineer's specification |  | item
Operation and maintenance manuals
0F | operating and maintenance manuals; manuals shall be available as specified in the Electrical Specification |  | item
Drawing preparation
0G | working drawings |  | item
0H | co-ordination drawings |  | item
0J | as-built drawings |  | item
General Builder's Work
0L | marking out and supervision of all Builder's Work |  | item
0N | fire stopping; the Contractor shall identify openings where fire stopping is required, to complete building in around containment trays and conduits, which fire stopping shall be certified by specialists |  | item
(64) COMMUNICATION SYSTEMS
NOTES
| Wherever products are specified by proprietary name and the phrase or equivalent is not included, it is to be deemed included |  | noidn
| The Tenderer's attention is drawn to the "Works Requirements within Volume A" attached, from which this element has been prepared |  | noidn
| For detailed description of workmanship see Mechanical & Electrical Engineer's Drawings / Specification |  | noidn
| Notwithstanding the provisions of the Agreed Rules of Measurement (ARM5), the items listed below have not been measured in accordance with ARM5. |  | noidn
| The Contractor shall allow for the full and complete provision of the works associated with these items, including all labour, materials, equipment, cabling, containment, accessories, testing and commissioning, as required by the Contract Drawings and Services Engineers Specification. No adjustment to the Contract Sum shall be made on the basis that such items have not been measured in accordance with ARM5. |  | noidn
| The Contractor shall note that notwithstanding the quantities included in this Bill of Quantities, the tendered sum shall be deemed to include for the full and complete execution of the works as described in the Services Engineers Specifications, Drawings and Schedules. |  | noidn
| The Contractor shall ensure that all equipment, fittings, lighting controls, sensors, switches, cabling, containment systems, wiring accessories, supports and ancillary items, builders work interfaces, whether specifically quantified or not, are fully allowed for in order to deliver a complete, coordinated and fully functioning electrical services installation. The Contractor shall not be entitled to additional payment for any item omitted from the BoQ quantities where such item is clearly required by the drawings and/or specifications. |  | noidn
Information generally
| 1. It is brought to the Contractors attention that the proposed alterations to the extension and as such particular attention should be paid to the requirement for concealed pipework and recessed radiators together with any other requirements for an SEN Unit as detailed in the Mechanical & Electrical Engineer's Drawings / Specifications and as demanded by the requirements of a typical SEN unit. |  | noidn
| 2. Allow for bringing and removal on completions all plant required for this element of work |  | noidn
| 3. Contractor to include in his tender sum for all general and special attendances required on his mechanical sub-contractor |  | noidn
GENERAL/SPECIAL ATTENDANCE
Notes
0K | This Element includes the following scope of works: DATA & PA installations |  | Note
Preliminary Particulars
0L | The Contractor shall include here for all items deemed necessary relating to this Element of the Works as contained in the Service Engineers Drawing Nr's.19-052 62(E001) - T1 to 19-052 62(E005) - T1, specification, schematics and associated equipment schedules |  | item
General/Special Attendances
| The Contractor is to liaise directly with the Electrical Specialist with regards to the provision of all attendances required for the mechanical installation; no claims will be entertained in respect of omissions or oversights on behalf of either party. Any general / special attendances listed below are for guidance purposes only. |  | noidn
108B | ^^^^provide lightweight aluminium mobile scaffolds complete with floors, ladder and handrails, for the installation of new services at high level as per the relevant drawings |  | Item
108C | ^^^^provide for hoisting of all plant as necessary |  | Item
108D | ^^^^provide for storing all plant as necessary |  | Item
108E | ^^^^provide for storing all material as necessary |  | Item
DATA / I.T INSTALLATIONS
GENERAL
System; supply, install and commission of DATA/ I.T. installation in accordance with Services Drawing No's. 19-052 62(E001) - T1 to 19-052 62(E005) - T1 and Specification
0B | supply, install, test and commission of DATA/ I.T. installations; complete; including all structured cabling, RJ45 sockets, RJ45 patch panels and cabinets; as per Electrical Services Drawings and Specification |  | Item
| The new extension shall be provided with a new independent CAT 6A UTP structured computer wiring system as per the drawings. The system as described below shall be installed in accordance with ISO 11801 and EN 50173. All equipment provided shall be from the same manufacturer to ensure optimum performance. The installed system shall be certified by the specialist Contractor with a twenty-year performance and components warranty. |  | Item
| All structural wiring shall be terminated in the new intermediate data cabinet as identified on the electrical drawings. All wiring terminations shall be RJ45 presentation. All new IT and telephone points shall be wired back and connected to this new intermediate comms cabinet. Allow for punching down the data cables. |  | Item
| The entire installation shall be carried out by a data specialist Contractor. The specialist Contractor shall be fully trained and certified to install the specified product and fully authorised to issue a warranty certificate. |  | Item
| The data horizontal cabling shall consist of CAT 6A UTP (unshielded twisted pair) cable complying with EIA-TIA 568 up to and including 155 Mps. All cable runs on a system of cable trays/conduit to be supplied by the Electrical Contractor; as per Electrical Services Drawings and Specification |  | Item
| The data equipment shall be connected to RJ45 socket outlets via Category 6A device cables to EIA/TIA 568A, (SP 2840A), ISO IS 11801 and EN 50178 standards. Cables shall be terminated in RJ45 plugs and shall be 3m long; data outlets shall be supplied and fitted under this contract and shall be modular universals applications RJ45 type to EIA/TIA 568A, ISO IS 11801 and EN 50173 Category 6A; as per Electrical Services Drawings and Specification |  | Item
PRIMARY EQUIPMENT
Primary Equipment
0C | Intermediate Distribution Frame; to serve School Extension; including all structured cabling, spur outlets, PDU, RJ45 sockets, RJ45 patch panels and cabinets; all in accordance with Services Engineers Drawings and Specifications |  | nr
| Allow for the supply and installation of a wall mounted comms cabinet in the storeroom. All IT points required for the IT points, telephone points, etc. throughout the new ASD building shall be wired back to this cabinet in the storeroom; 18U wall mounted cabinet. Approximate dimensions of cabinet is 600mm wide x 390mm deep x 370mm high cabinet.; all in accordance with Services Engineers Drawings and Specifications |  | nr
Final circuits (including points terminations) supply and installation of the following data and I.T. services; including all wiring, concealed conduits, back boxes, glanding, terminating, earthing, bonding and the like etc required all as per Engineer's drawings and the Electrical Specification.
0B | circuits to all data / IT installations complete |  | item
TESTING AND COMMISSIONING
Identification
0M | identification plates, labels and the like; as Engineer's specification |  | item
Testing
0E | testing and commissioning as detailed in Engineer's specification |  | item
Commissioning and system validation
0K | commissioning as detailed in Engineer's specification |  | item
0K | warranty requirements as detailed in Engineer's specification |  | item
Operation and maintenance manuals
0F | operating and maintenance manuals; manuals shall be available as specified in the Electrical Specification |  | item
Drawing preparation
0G | working drawings |  | item
0H | co-ordination drawings |  | item
0J | as-built drawings |  | item
General Builder's Work
0L | marking out and supervision of all Builder's Work |  | item
0N | fire stopping; the Contractor shall identify openings where fire stopping is required, to complete building in around containment trays and conduits, which fire stopping shall be certified by specialists |  | item
PUBLIC ADDRESS INSTALLATIONS
GENERAL
System; supply, install and commission of Public Address installation in accordance with Services Drawing No's. 19-052 62(E001) - T1 to 19-052 62(E005) - T1 and Specification
0L | supply, install, test and commission of Public Address installations; complete; as per Electrical Services Drawings and Specification |  | Item
| Allow for the supply, installation, testing and commissioning of new public address devices to the existing PA system for the existing Girls School main school building and the existing Boys School main school building. The PA system shall be extended to cater for the new devices in the new Girls School extension and new Boys School extension; as per Electrical Services Drawings and Specification |  | Item
| Allow for the supply, installation, testing and commissioning of the new public address speakers for the new Girls School extension and new Boys School extension. All speakers as indicated on the drawing are to be linked back to the existing public address control panel in the Girls School main school building and Boys School main school building; as per Electrical Services Drawings and Specification |  | Item
PRIMARY EQUIPMENT
PA speakers in the new school extension
0M | Public address system with talk back facility (internal) |  | Nr
0M | New pa system junction box which shall be connected into the existing pa system |  | Nr
Public Address System Cabling
0P | Public Address System Cabling |  | item
Final circuits (including points terminations) supply and installation of the Public Address system; including all wiring, concealed conduits, back boxes, glanding, terminating, earthing, bonding and the like etc required all as per Engineer's drawings and the Electrical Specification.
0A | circuits to all public address systems |  | item
TESTING AND COMMISSIONING
Identification
0M | identification plates, labels and the like; as Engineer's specification |  | item
Testing
0E | testing and commissioning as detailed in Engineer's specification |  | item
Commissioning and system validation
0K | commissioning as detailed in Engineer's specification |  | item
0K | warranty requirements as detailed in Engineer's specification |  | item
Operation and maintenance manuals
0F | operating and maintenance manuals; manuals shall be available as specified in the Electrical Specification |  | item
Drawing preparation
0G | working drawings |  | item
0H | co-ordination drawings |  | item
0J | as-built drawings |  | item
General Builder's Work
0L | marking out and supervision of all Builder's Work |  | item
0N | fire stopping; the Contractor shall identify openings where fire stopping is required, to complete building in around containment trays and conduits, which fire stopping shall be certified by specialists |  | item
(66) CONTAINMENT
NOTES
| Wherever products are specified by proprietary name and the phrase or equivalent is not included, it is to be deemed included |  | noidn
| The Tenderer's attention is drawn to the "Works Requirements within Volume A" attached, from which this element has been prepared |  | noidn
| For detailed description of workmanship see Mechanical & Electrical Engineer's Drawings / Specification |  | noidn
| Notwithstanding the provisions of the Agreed Rules of Measurement (ARM5), the items listed below have not been measured in accordance with ARM5. |  | noidn
| The Contractor shall allow for the full and complete provision of the works associated with these items, including all labour, materials, equipment, cabling, containment, accessories, testing and commissioning, as required by the Contract Drawings and Services Engineers Specification. No adjustment to the Contract Sum shall be made on the basis that such items have not been measured in accordance with ARM5. |  | noidn
| The Contractor shall note that notwithstanding the quantities included in this Bill of Quantities, the tendered sum shall be deemed to include for the full and complete execution of the works as described in the Services Engineers Specifications, Drawings and Schedules. |  | noidn
| The Contractor shall ensure that all equipment, fittings, lighting controls, sensors, switches, cabling, containment systems, wiring accessories, supports and ancillary items, builders work interfaces, whether specifically quantified or not, are fully allowed for in order to deliver a complete, coordinated and fully functioning electrical services installation. The Contractor shall not be entitled to additional payment for any item omitted from the BoQ quantities where such item is clearly required by the drawings and/or specifications. |  | noidn
Information generally
| 1. It is brought to the Contractors attention that the proposed alterations to the extension and as such particular attention should be paid to the requirement for concealed pipework and recessed radiators together with any other requirements for an SEN Unit as detailed in the Mechanical & Electrical Engineer's Drawings / Specifications and as demanded by the requirements of a typical SEN unit. |  | noidn
| 2. Allow for bringing and removal on completions all plant required for this element of work |  | noidn
| 3. Contractor to include in his tender sum for all general and special attendances required on his mechanical sub-contractor |  | noidn
GENERAL/SPECIAL ATTENDANCE
Notes
0K | This Element includes the following scope of works: Cable Containment Systems |  | Note
Preliminary Particulars
0L | The Contractor shall include here for all items deemed necessary relating to this Element of the Works as contained in the Service Engineers Drawing Nr's.19-052 66(E001) - T1 to 19-052 66(E002) - T1, specification, schematics and associated equipment schedules |  | item
General/Special Attendances
| The Contractor is to liaise directly with the Electrical Specialist with regards to the provision of all attendances required for the mechanical installation; no claims will be entertained in respect of omissions or oversights on behalf of either party. Any general / special attendances listed below are for guidance purposes only. |  | noidn
108B | ^^^^provide lightweight aluminium mobile scaffolds complete with floors, ladder and handrails, for the installation of new services at high level as per the relevant drawings |  | Item
108C | ^^^^provide for hoisting of all plant as necessary |  | Item
108D | ^^^^provide for storing all plant as necessary |  | Item
108E | ^^^^provide for storing all material as necessary |  | Item
ELECTRICAL INSTALATION
CABLE LADDER / TRAY / TRUNKING INSTALLATIONS
GENERAL
System; cable ladder/tray/trunking installations; cabling containment; galvanised; including conduits, cable trays, baskets, 3-compartment trunkings, wiring, brackets, supports, fixings, hangers, bends, headers, grounds, casing, covers, plating and mounting in accordance with Drawings and the Electrical Specification.
0B | supply and install of cable ladder/tray/trunking installations; complete |  | item
CABLE CONTAINMENT
Cable Containment
0C | 75mm tray for low voltage supplies installed at high level in the ceiling void |  | m
0E | 100 x 50mm general services trunking installed at high level in the ceiling void |  | m
0F | 50mm steel tray installed at high level in the ceiling void for fire alarm |  | m
0G | 100mm tray for low voltage supplies installed at high level in the ceiling void |  | m
| 200 x 100mm general services trunking installed at high level in the ceiling void |  | m
| 150mm tray for low voltage supplies installed at high level in the ceiling void |  | m
| 300 x 100mm general services trunking installed at high level in the ceiling void |  | m
| 50mm galvanised steel tray for sub mains cabling hidden in ceiling void |  | m
| 50mm galvanised steel tray for lv cabling hidden in the ceiling void |  | m
| Dado trunking |  | m
| Conduits |  | m
CABLE CONTAINMENT FITTINGS
Cable containment fittings
| 50mm steel tray installed at high level in the ceiling void for fire alarm; bends |  | Nr
| 100mm tray for low voltage supplies installed at high level in the ceiling void; bends |  | Nr
| 200 x 100mm general services trunking installed at high level in the ceiling void; bends |  | Nr
| 150mm tray for low voltage supplies installed at high level in the ceiling void; bends |  | Nr
| 300 x 100mm general services trunking installed at high level in the ceiling void; bends |  | Nr
| 50mm galvanised steel tray for sub mains cabling hidden in ceiling void; bends |  | Nr
| 50mm galvanised steel tray for lv cabling hidden in the ceiling void; bends |  | Nr
| 50mm steel tray installed at high level in the ceiling void for fire alarm; tees |  | Nr
| 100mm tray for low voltage supplies installed at high level in the ceiling void; tees |  | Nr
| 200 x 100mm general services trunking installed at high level in the ceiling void; tees |  | Nr
| 150mm tray for low voltage supplies installed at high level in the ceiling void; tees |  | Nr
| 300 x 100mm general services trunking installed at high level in the ceiling void; tees |  | Nr
TESTING AND COMMISSIONING
Identification
0M | identification plates, labels and the like; as Engineer's specification |  | item
Testing
0E | testing and commissioning as detailed in Engineer's specification |  | item
Commissioning and system validation
0K | commissioning as detailed in Engineer's specification |  | item
0K | warranty requirements as detailed in Engineer's specification |  | item
Operation and maintenance manuals
0F | operating and maintenance manuals; manuals shall be available as specified in the Electrical Specification |  | item
Drawing preparation
0G | working drawings |  | item
0H | co-ordination drawings |  | item
0J | as-built drawings |  | item
General Builder's Work
0L | marking out and supervision of all Builder's Work |  | item
(68) SECURITY & PROTECTION SERVICES
NOTES
| Wherever products are specified by proprietary name and the phrase or equivalent is not included, it is to be deemed included |  | noidn
| The Tenderer's attention is drawn to the "Works Requirements within Volume A" attached, from which this element has been prepared |  | noidn
| For detailed description of workmanship see Mechanical & Electrical Engineer's Drawings / Specification |  | noidn
| Notwithstanding the provisions of the Agreed Rules of Measurement (ARM5), the items listed below have not been measured in accordance with ARM5. |  | noidn
| The Contractor shall allow for the full and complete provision of the works associated with these items, including all labour, materials, equipment, cabling, containment, accessories, testing and commissioning, as required by the Contract Drawings and Services Engineers Specification. No adjustment to the Contract Sum shall be made on the basis that such items have not been measured in accordance with ARM5. |  | noidn
| The Contractor shall note that notwithstanding the quantities included in this Bill of Quantities, the tendered sum shall be deemed to include for the full and complete execution of the works as described in the Services Engineers Specifications, Drawings and Schedules. |  | noidn
| The Contractor shall ensure that all equipment, fittings, lighting controls, sensors, switches, cabling, containment systems, wiring accessories, supports and ancillary items, builders work interfaces, whether specifically quantified or not, are fully allowed for in order to deliver a complete, coordinated and fully functioning electrical services installation. The Contractor shall not be entitled to additional payment for any item omitted from the BoQ quantities where such item is clearly required by the drawings and/or specifications. |  | noidn
Information generally
| 1. It is brought to the Contractors attention that the proposed alterations to the extension and as such particular attention should be paid to the requirement for concealed pipework and recessed radiators together with any other requirements for an SEN Unit as detailed in the Mechanical & Electrical Engineer's Drawings / Specifications and as demanded by the requirements of a typical SEN unit. |  | noidn
| 2. Allow for bringing and removal on completions all plant required for this element of work |  | noidn
| 3. Contractor to include in his tender sum for all general and special attendances required on his mechanical sub-contractor |  | noidn
GENERAL/SPECIAL ATTENDANCE
Notes
0K | This Element includes the following scope of works: Electrical services in Protective services, which include Fire Alarm, Aspirating Detection, Intruder Alarm, IP CCTV, Access Control and Lightning Protection installations; all in accordance with Services Engineers Drawings and Specifications |  | Note
Preliminary Particulars
0L | The Contractor shall include here for all items deemed necessary relating to this Element of the Works as contained in the Service Engineers Drawing Nr's.19-052 68(E001) - T1 to 19-052 68(E005) - T1, specification, schematics and associated equipment schedules |  | item
General/Special Attendances
| The Contractor is to liaise directly with the Electrical Specialist with regards to the provision of all attendances required for the mechanical installation; no claims will be entertained in respect of omissions or oversights on behalf of either party. Any general / special attendances listed below are for guidance purposes only. |  | noidn
108B | ^^^^provide lightweight aluminium mobile scaffolds complete with floors, ladder and handrails, for the installation of new services at high level as per the relevant drawings |  | Item
108C | ^^^^provide for hoisting of all plant as necessary |  | Item
108D | ^^^^provide for storing all plant as necessary |  | Item
108E | ^^^^provide for storing all material as necessary |  | Item
ELECTRICAL INSTALATION
FIRE ALARM INSTALLATIONS
GENERAL
System; supply, install and commission of Fire Alarm Installation; in accordance with Service Engineer's Drawing 19-052 68(E001) - T1 to 19-052 68(E005) - T1 and the Electrical Specification
0B | supply, install, test and commission of Fire Alarm Installation; complete; as per Electrical Services Drawing Nr. 19-052 68(E001) - T1 to 19-052 68(E005) - T1 and Specification |  | item
0C | Supply, install and commission by specialist contractor; complete Fire Alarm System including all associated equipment and wiring |  | item
| Existing fire alarm systems within the Girls School and Boys School main buildings shall be retained. The existing systems are addressable fire alarm systems with main control panels located as indicated on the drawings. All new fire alarm works shall be fully compatible with and integrated into the existing systems; all in accordance with Services Engineer's Drawings and Specifications |  | Item
| Supply, installation, wiring, programming and commissioning of connections between the new fire alarm repeater panels in the Girls School extension and Boys School extension and the existing main fire alarm panels in the existing school buildings, including all cabling, containment, addressing, interfacing, testing and configuration, complete to provide full system integration as indicated on drawings; all in accordance with Services Engineer's Drawings and Specifications |  | Item
PRIMARY EQUIPMENT
Fire Alarm Control & Repeater Panels
| Supply and installation of addressable fire alarm repeater panel, fully networked and interfaced with the existing main fire alarm panels in the existing school buildings, complete with programming, configuration and all associated cabling and containment; installed as indicated on drawings (Ref. FARP) |  | Nr
| Addressable fire alarm repeater panels to be open‑protocol, fully networkable, complete with LCD display, status indicators, sounder circuits, relays, battery backup and charger; as Advanced MxPro 5 or equivalent, installed as indicated on drawings |  | Item
| Fire alarm repeater panels to be Advanced MxPro 5 or approved equivalent, installed, programmed and commissioned in accordance with I.S. 3218:2013+A1:2019 and manufacturer’s requirements, and as indicated on drawings |  | Item
Smoke Detectors
| New smoke detector installed in ceiling void c/w remote LED indicator to be installed in the ceiling |  | Nr
Combined Smoke Detectors and Sounders
| New combined smoke detector and sounder for the fire alarm system |  | Nr
Manual Call Points (Break‑Glass Units)
| New manual call point |  | Nr
| New emergency break glass unit for door access system |  | Nr
General fire alarm interface units (I/O units
| New fire alarm interface |  | Nr
TESTING AND COMMISSIONING
Identification
0M | identification plates, labels and the like; as Engineer's specification |  | item
Testing
0E | testing and commissioning as detailed in Engineer's specification |  | item
Commissioning and system validation
0K | commissioning as detailed in Engineer's specification |  | item
0K | warranty requirements as detailed in Engineer's specification |  | item
Operation and maintenance manuals
0F | operating and maintenance manuals; manuals shall be available as specified in the Electrical Specification |  | item
Drawing preparation
0G | working drawings |  | item
0H | co-ordination drawings |  | item
0J | as-built drawings |  | item
General Builder's Work
0L | marking out and supervision of all Builder's Work |  | item
0N | fire stopping; the Contractor shall identify openings where fire stopping is required, to complete building in around containment trays and conduits, which fire stopping shall be certified by specialists |  | item
ACCESS SYSTEM
GENERAL
System; supply, install and commission of Access System Installation; in accordance with Service Engineer's Drawing 19-052 68(E001) - T1 to 19-052 68(E005) - T1 and the Electrical Specification
0B | supply, install, test and commission of Access Systems; complete; as per Electrical Services Drawing Nr. 19-052 68(E001) - T1 to 19-052 68(E005) - T1 and Specification |  | Item
PRIMARY EQUIPMENT
Door access
| New access control door release button |  | Nr
| New combined proximity fob reader and keypad for the door access system |  | Nr
| New power supply for door access system |  | Nr
Emergency call systems Cabling
0Q | Emergency call systems Cabling |  | Item
Final circuits (including points terminations) supply and installation; including all wiring, concealed conduits, back boxes, glanding, terminating, earthing, bonding and the like etc required all as per Engineer's drawings and the Electrical Specification.
0A | circuits to Emergency call systems cabling |  | item
TESTING AND COMMISSIONING
Identification
0M | identification plates, labels and the like; as Engineer's specification |  | item
Testing
0E | testing and commissioning as detailed in Engineer's specification |  | item
Commissioning and system validation
0K | commissioning as detailed in Engineer's specification |  | item
0K | warranty requirements as detailed in Engineer's specification |  | item
Operation and maintenance manuals
0F | operating and maintenance manuals; manuals shall be available as specified in the Electrical Specification |  | item
Drawing preparation
0G | working drawings |  | item
0H | co-ordination drawings |  | item
0J | as-built drawings |  | item
General Builder's Work
0L | marking out and supervision of all Builder's Work |  | item
0N | fire stopping; the Contractor shall identify openings where fire stopping is required, to complete building in around containment trays and conduits, which fire stopping shall be certified by specialists |  | item
CCTV SYSTEM
GENERAL
System; supply, install and commission of the CCTV System; in accordance with Service Engineer's Drawing 19-052 68(E001) - T1 to 19-052 68(E005) - T1 and the Electrical Specification
0J | supply, install, test and commission of CCTV System; complete; as per Electrical Services Drawings and Specification |  | item
PRIMARY EQUIPMENT
Fittings; supply and install all as per Engineer's Drawings and the Electrical Specification.
| External cctv camera c/w spur outlet |  | Nr
| New cctv digital recorder for the cctv system in the building |  | Nr
| New flat screen cctv monitor for the cctv system |  | Nr
Intruder Alarm Installations Cabling
0Q | Intruder Alarm Cabling |  | Item
Final circuits (including points terminations) supply and installation; including all wiring, concealed conduits, back boxes, glanding, terminating, earthing, bonding and the like etc required all as per Engineer's drawings and the Electrical Specification.
0A | circuits to intruder alarm system |  | item
TESTING AND COMMISSIONING
Identification
0M | identification plates, labels and the like; as Engineer's specification |  | item
Testing
0E | testing and commissioning as detailed in Engineer's specification |  | item
Commissioning and system validation
0K | commissioning as detailed in Engineer's specification |  | item
0K | warranty requirements as detailed in Engineer's specification |  | item
Operation and maintenance manuals
0F | operating and maintenance manuals; manuals shall be available as specified in the Electrical Specification |  | item
Drawing preparation
0G | working drawings |  | item
0H | co-ordination drawings |  | item
0J | as-built drawings |  | item
General Builder's Work
0L | marking out and supervision of all Builder's Work |  | item
0N | fire stopping; the Contractor shall identify openings where fire stopping is required, to complete building in around containment trays and conduits, which fire stopping shall be certified by specialists |  | item
EMERGENCY CALL SYSTEM
GENERAL
System; supply, install and commission of the Emergency Call System; in accordance with Service Engineer's Drawing 19-052 68(E001) - T1 to 19-052 68(E005) - T1 and the Electrical Specification
0A | supply, install, test and commission of Emergency Call System; complete; as per Electrical Services Drawings and Specification |  | item
PRIMARY EQUIPMENT
Fittings; supply and install all as per Engineer's drawings and the Electrical Specification.
| Pull cord for the emergency call system |  | each
| Over door sounder for emergency call system |  | Nr
| Reset button for emergency call system |  | Nr
Emergency Call System Cabling
0R | Emergency Call System Cabling |  | item
Final circuits (including points terminations) supply and installation; including all wiring, concealed conduits, back boxes, glanding, terminating, earthing, bonding and the like etc required all as per Electrical drawings and Electrical specification.
0K | circuits to emergency call system |  | item
TESTING AND COMMISSIONING
Identification
0M | identification plates, labels and the like; as Engineer's specification |  | item
Testing
0E | testing and commissioning as detailed in Engineer's specification |  | item
Commissioning and system validation
0K | commissioning as detailed in Engineer's specification |  | item
0K | warranty requirements as detailed in Engineer's specification |  | item
Operation and maintenance manuals
0F | operating and maintenance manuals; manuals shall be available as specified in the Electrical Specification |  | item
Drawing preparation
0G | working drawings |  | item
0H | co-ordination drawings |  | item
0J | as-built drawings |  | item
General Builder's Work
0L | marking out and supervision of all Builder's Work |  | item
0N | fire stopping; the Contractor shall identify openings where fire stopping is required, to complete building in around containment trays and conduits, which fire stopping shall be certified by specialists |  | item
INTRUDER ALARM
GENERAL
System; supply, install and commission of the Intruder Alarml Installation; in accordance with Service Engineer's Drawing 19-052 68(E001) - T1 to 19-052 68(E005) - T1 and the Electrical Specification
0C | supply, install, test and commission of Intruder Alarml Installation; complete; as per Electrical Services Drawings and Specification |  | item
PRIMARY EQUIPMENT
| Dual tech passive infra-red motion detector |  | Nr
| New intruder alarm door contact |  | Nr
TESTING AND COMMISSIONING
Identification
0M | identification plates, labels and the like; as Engineer's specification |  | item
Testing
0E | testing and commissioning as detailed in Engineer's specification |  | item
Commissioning and system validation
0K | commissioning as detailed in Engineer's specification |  | item
0K | warranty requirements as detailed in Engineer's specification |  | item
Operation and maintenance manuals
0F | operating and maintenance manuals; manuals shall be available as specified in the Electrical Specification |  | item
Drawing preparation
0G | working drawings |  | item
0H | co-ordination drawings |  | item
0J | as-built drawings |  | item
General Builder's Work
0L | marking out and supervision of all Builder's Work |  | item
0N | fire stopping; the Contractor shall identify openings where fire stopping is required, to complete building in around containment trays and conduits, which fire stopping shall be certified by specialists |  | item
INDUCTION LOOP SYSTEM
GENERAL
System; supply, install and commission of Induction Loop System in accordance with Service Engineer's Drawing 19-052 62(E001) - T1 to 19-052 62(E005) - T1 and the Electrical Specification
0L | supply, install, test and commission of Induction Loop System; complete |  | item
PRIMARY EQUIPMENT
Fittings; supply and install all as per Engineer's Drawings and the Electrical Specification.
| Induction loop system |  | Nr
| Amplifier for induction loop sysstem |  | Nr
Induction Loop System Cabling
0P | Induction Loop System Cabling |  | m
Final circuits (including points terminations) supply and installation of the following Induction Loop System; including all wiring, concealed conduits, back boxes, glanding, terminating, earthing, bonding and the like etc required all as per Engineer's drawings and the Electrical Specification.
0A | circuits to all Induction Loop systems |  | item
(69) COMMISSIONING, INSTRUCTION TO CLIENT AND HANDOVER ELECTRICAL INSTALLATIONS
NOTES
| Wherever products are specified by proprietary name and the phrase or equivalent is not included, it is to be deemed included |  | noidn
| The Tenderer's attention is drawn to the "Works Requirements within Volume A" attached, from which this element has been prepared |  | noidn
| For detailed description of workmanship see Mechanical & Electrical Engineer's Drawings / Specification |  | noidn
| Notwithstanding the provisions of the Agreed Rules of Measurement (ARM5), the items listed below have not been measured in accordance with ARM5. |  | noidn
| The Contractor shall allow for the full and complete provision of the works associated with these items, including all labour, materials, equipment, cabling, containment, accessories, testing and commissioning, as required by the Contract Drawings and Services Engineers Specification. No adjustment to the Contract Sum shall be made on the basis that such items have not been measured in accordance with ARM5. |  | noidn
| The Contractor shall note that notwithstanding the quantities included in this Bill of Quantities, the tendered sum shall be deemed to include for the full and complete execution of the works as described in the Services Engineers Specifications, Drawings and Schedules. |  | noidn
| The Contractor shall ensure that all equipment, fittings, lighting controls, sensors, switches, cabling, containment systems, wiring accessories, supports and ancillary items, builders work interfaces, whether specifically quantified or not, are fully allowed for in order to deliver a complete, coordinated and fully functioning electrical services installation. The Contractor shall not be entitled to additional payment for any item omitted from the BoQ quantities where such item is clearly required by the drawings and/or specifications. |  | noidn
Information generally
| 1. It is brought to the Contractors attention that the proposed alterations to the extension and as such particular attention should be paid to the requirement for concealed pipework and recessed radiators together with any other requirements for an SEN Unit as detailed in the Mechanical & Electrical Engineer's Drawings / Specifications and as demanded by the requirements of a typical SEN unit. |  | noidn
| 2. Allow for bringing and removal on completions all plant required for this element of work |  | noidn
| 3. Contractor to include in his tender sum for all general and special attendances required on his mechanical sub-contractor |  | noidn
Testing & Commissioning of Electrical Systems
| Testing, inspection and commissioning of all electrical services installations, including power distribution, lighting, emergency lighting, fire alarm, security, communications and associated controls, complete to demonstrate full compliance with the Contract Drawings, Specifications and relevant Irish Standards. |  | Item
| Testing, inspection and commissioning of all electrical services installations, including power distribution, lighting, emergency lighting, fire alarm, security, communications and associated controls, complete to demonstrate full compliance with the Contract Drawings, Specifications and relevant Irish Standards. |  | Item
| Provision of all test results, certification and commissioning records, including ETCI / Safe Electric certification, subsystem certificates and specialist system certificates, as applicable. |  | Item
| Attendance during commissioning of specialist systems, allowing for coordination with manufacturers, suppliers and system specialists where required by the specification. |  | Item
| Attendance at witness testing by the Employer’s Representative and provision of all required test certificates and commissioning documentation |  | Item
Operation & Maintenance Manuals and Handover
| Preparation, submission and handover of Operation and Maintenance (O&M) Manuals for the complete electrical installation, compiled in accordance with the specification and contract requirements. |  | Item
| O&M Manuals to include, as a minimum; As-installed drawings and schematics; Equipment schedules and manufacturers data sheets Test certificates and commissioning records System descriptions and control philosophies Maintenance requirements and recommended servicing intervals Warranty information and contact details |  | Item
| Provision of client instruction and demonstration for all electrical systems, including lighting controls, fire alarm, security systems and specialist installations, delivered at agreed times prior to handover. |  | Item
| Final handover of electrical services, including submission of all documentation, certification, training records and confirmation that systems are fully operational and compliant. |  | Item
(59-69) BWIC WITH MECHANICAL AND ELECTRICAL INSTALLATIONS
NOTES
| Wherever products are specified by proprietary name and the phrase or equivalent is not included, it is to be deemed included |  | noidn
| For detailed description of workmanship see Service Engineer's Drawings / Specification |  | noidn
Information generally
| 1. It is brought to the Contractors attention that the proposed alterations to the extension and as such particular attention should be paid to the requirement for concealed pipework and recessed radiators together with any other requirements for an SEN Unit as detailed in the Mechanical & Electrical Engineer's Drawings / Specifications and as demanded by the requirements of a typical SEN unit. |  | noidn
| 2. The work measured hereunder refers to the fitted furniture requirements associated with the new extension. These works will largely be carried out adjacent to a live environment and so all necessary precautions should be taken to ensure the safety of the building occupants. The Contractor MUST include herein for all costs associated with such precautions. |  | noidn
| 3. The Contractor should note limitations on working hours identified in Preliminaries Section of this Pricing Document. |  | noidn
MECHANICAL INSTALLATIONS
Notes
| 1. All opes to be made good, fire stopped as per building regulations and painted to match new colour proposed for that area. |  | noidn
| 2. The Main Contractor to allow in programme for all builders work associated with the mechanical installation. |  | noidn
| 3. The Mechanical Contractor shall provide all ladders, towers, etc to accommodate high level services installation. |  | noidn
| 4. The Main Contractor to allow for all fire stopping of all opes associated with mechanical installation in compartment walls and floors. |  | noidn
| 5. The Main Contractor to allow for all roof opes to accommodate mechanical services. |  | noidn
| 6. All roof opes shall be complete with minimum roof level to allow for weather purling box details complete with timber frame around opes for fixing and weathering collars. |  | noidn
| 7. The Main Contractor to allow for timber grounds for various M&E equipment. |  | noidn
Mechanical Internal Builders Works Attendances
| Pop ups for soils and wastes in floor slab. see relevant detail on mechanical drawings. max diameter 100mm |  | Nr
| Supply free issue all sanitary ware to mechanical contractor |  | nr
| Opes through first floor slab for soils and waste services. include for drilling/coring the ope and flashing the ope to ensure that it is watertight |  | nr
| Pipe penetrates through internal walls plus making good and fire stopping . max dia. 42mm |  | nr
| Chase of internal walls for all water services pipework so that pipework is concealed |  | nr
| Main contractor and mechanical contractor to allow for carefully coordination in relation to the installation of the new radiators and radiant heating panels services pipework from existing pipework to the new extension and the refurbishment |  | nr
| Painting of exposed heating services pipework to match architects colours |  | nr
| Opes through internal walls max pipe diameter 40mm. fire stop and make good. |  | nr
| Chase of internal walls for heating services pipework so that pipework is concealed |  | m
| Undercut by 10mm internal toilet doors to allow passive ventilation |  | Nr
| Opes in internal walls for ventilation diffusers/grilles. allow for making good and fire stopping |  | nr
| Opes in internal walls for ventilation ducts. allow for louvres, making good and fire stopping. max dimension 250mm diameter |  | nr
ELECTRICAL INSTALLATIONS
Notes
| 1. All opes to be made good, fire stopped as per building regulations and painted to match new colour proposed for that area. |  | noidn
| 2. The Main Contractor to allow in programme for all builders work associated with the electrical installation. |  | noidn
| 3. The Electrical Contractor shall provide all ladders, towers, etc to accommodate high level services installation. |  | noidn
| 4. The Main Contractor to allow for all fire stopping of all opes associated with electrical installation in compartment walls and floors. |  | noidn
| 5. The Main Contractor to allow for all roof opes to accommodate electrical services. |  | noidn
| 6. All roof opes shall be complete with minimum roof level to allow for weather purling box details complete with timber frame around opes for fixing and weathering collars. |  | noidn
| 7. The Main Contractor to allow for timber grounds for various M&E equipment. |  | noidn
Electrical Internal Builders Works Attendances
| Excavated external trench c/w 2no 50mm diameter ducts for power supply and fire alarm to external gates. route to be confirmed on site. trench shall be 800mm deep and installed through a concrete/ tarmac area. allow for back filling and finishing surfaces to the existing surface. before back filling, the trench shall be surrounded with 150mm of compacted sand below and above the pipe. sharp edge grains, which may damage pipe and joints should be avoided. pipes ,ust be covered by at least 500mm of pea gravel above sand. finish on the trench shall be tarmac |  | m
| Excavate external trench c/w 1 no. 100mm dia. uPVC duct for new sub-mains cabling to the external lighting around the entire site. allow for back-filling and finishing surface to the new surface to architects details. see M&E site services drawing 50 (ME001) for further information on the trench required. excavated and dig the external trench as per trench detail on the site services drawing and for back-filling the trench once all works have been completed |  | m
| Excavate external trench c/w 1 no. 100,, diameter uPVC duct for sub-mains cabling to the electric car charging units around the entire site. allow for back-filling and finishing to the new service to architects details. see M&E site services drawing 50 (ME001) for further information on the trench required. excavate and dig the external trench as per trench detail on the site services drawing and for back-filling the trench once all works have been completed. |  | m
| Excavate external trench c/w 1 no. 100mm diameter uPVC duct for new sub-mains cabling to the future electric car charging units around the entire site. allow for backfilling and finishing the new surface to architects details. see M&E site services drawing 50 (ME001) for further information on the trench required. excavate and dig the external trench as per trench detail on the site services drawing and for back-filling the trench once all works have been completed |  | m
| Concrete base for external lighting column. see the site services drawing 50 (ME001) for information on locations of all lighting poles. excavate and dig the opes as per detail on the site services drawing and for back-filling the ope with concrete once all works have been completed |  | each
| Access chambers for electrical site services |  | each
| Number of sockets and fused spurs in building. include for chasing wall for each socket/ fused spur and for chasing back box of item |  | m
| Number of it points in building. include for chasing wall for each it point and for chasing back box of item |  | m
| Number of mechanical control devices in building. include for chasing wall for each point and for chasing back box of item |  | m
| Supports for mounting electrical boards |  | Nr
| Provide grounds in stud wall for mounting electrical boards |  | Nr
| Opes in roof for ducts. allow for making good and fire stopping |  | Nr
| Main contractor to allow for the removal of 100m of existing 600 x 600mm grid ceiling tiles within the existing ground floor corridor area to allow for the new electrical cabling reqired to connect the new electric car charging units, new site lighting and new PV installation. existing grid ceiling to be re-instated upon completion of the installation of new electrical cabling |  | m
| Paint surface mounted conduit drops to devices |  | m
| Number of light switches in building. include for chasing wall for each point and for chasing back box of item. |  | m
| Provide grounds in ceiling for light fittings |  | m
| Provide opes in ceiling to accommodate cabling for fittings |  | m
| Opening through internal walls for electrical services. blockwork thickness approx. 215mm include for drilling/ coring the ope, filling in the ope, fire sealing the ope to ensure that it is fire sealed and painting the wall once all works are completed |  | Nr
| Opening through external walls for electrical services. blockwork thickness approx. 215mm include for drilling/ coring the ope, filling in the ope, fire sealing the ope to ensure that it is fire sealed and painting the wall once all works are completed |  | Nr
| Number of fire alarm and intruder alarm points in building. include for chasing wall for each point and for chasing back of item |  | m
| Provide opes in ceilings to accommodate cabling for fire alarm service points |  | Nr
| Opening through internal walls for fire alarm services within existing school building. blockwork thickness approx. 215mm include for drilling/coring the ope, filling sealing the ope to ensure that it is fire sealed and painting the wall once all works are completed |  | Nr
| Paint surface mounted conduit drops to devices |  | m
BUILDING FITTINGS
(74) SANITARY FITTINGS GENERALLY
NOTES
| Wherever products are specified by proprietary name and the phrase or equivalent is not included, it is to be deemed included |  | noidn
| The Tenderer's attention is drawn to the "Works Requirements within Volume A" attached, from which this element has been prepared |  | noidn
| For detailed description of workmanship see Architect's & Engineer's Drawings / Specification |  | noidn
Information generally
| 1. The work measured hereunder refers to the new sanitary fittings required within the new extension. These works will largely be carried out within a live environment and all necessary precautions should be taken to ensure the safety of the building occupants. The Contractor MUST include herein for all costs associated with such precautions. |  | noidn
| 2. The Contractor should note limitations on working hours identified in Preliminaries Section of this Pricing Document. |  | noidn
FITTINGS
FITTINGS, EQUIPMENT AND FURNITURE
Supply and Fit the following sanitary fittings; All Products below available through SONAS or equal approved products and should refer back to their specification.
Fittings; sanitary; as per Architects drawings and specification ACC WC
120B | ^^^^Accessible W/Cs to be installed and set out in compliance with TGD Part M 2010 Section 1.4 Diagram 15a & Guidelines and Standards for sanitary facilities in primary schools; Refer to Appendix documents for proposed Doc M Pack sanitary ware and railing systems |  | nr
Fittings; sanitary; as per Architects drawings and specification Accessories
120B | ^^^^Allow soap dispenser to all WCs and assisted shower room |  | nr
| ^^^^Allow toilet paper dispenser to all WCs and assisted shower room |  | nr
120L | ^^^^Allow for bins to all WCs and assisted shower room |  | nr
121A | ^^^^Allow for mirrors (1000x400mm) to all WCs as required |  | nr
121A | ^^^^Coat hooks to be provided in each toilet / shower room |  | nr
FITTED FIXED FURNITURE
(71) DISPLAY, CIRCULATION FITTINGS
NOTES
| Wherever products are specified by proprietary name and the phrase or equivalent is not included, it is to be deemed included |  | noidn
| The Tenderer's attention is drawn to the "Works Requirements within Volume A" attached, from which this element has been prepared |  | noidn
| For detailed description of workmanship see Architect's & Engineer's Drawings / Specification |  | noidn
Information generally
| 1. The work measured hereunder refers to the permanent signage requirements associated with the new extension. These works will largely be carried out adjacent to a live environment and so all necessary precautions should be taken to ensure the safety of the building occupants. The Contractor MUST include herein for all costs associated with such precautions. |  | noidn
| 2. The Contractor should note limitations on working hours identified in Preliminaries Section of this Pricing Document. |  | noidn
FITTINGS
SIGNAGE
0.03 Aluminium laminate sign face applied to 1/8 thick black acrylic; Sign face includes raised text and silver metal braille beads. Available Finishes: Brushed Aluminium / Satin Aluminium; proposed signage to be bonded directly to wall / door with adhesive, location TBC by architect; colours & text design TBC by Architect prior to manufacture; contractor to provide drawings for approval prior to manufacture; no lighting to be included.
The following is a non-exhaustive list of signage that is required:
| ^^^^F3 - KCC grade 304 stainless steel 'fire door keep shut' sign - white text |  | nr
| ^^^^S1 - KCC grade 304 stainless steel accessible symbil & KCC grade 304 stainless steel unisex symbol |  | nr
| ^^^^S2 - KCC grade 304 stainless steel Changing Place symbol |  | nr
| ^^^^S3 - Room name and room number. Style of sign to match the style of the existing room signs in the school |  | nr
| ^^^^S4 - KCC grade 304 stainless steel Unisex Symbol |  | nr
| ^^^^RS1 - Refuse call point signage - self adhesive polypropylene 300 x 200mm |  | nr
Refer to architects floor plan for location and type of fire extinguisher; travel distance to fire extinguishers should not exceed 25m from any point in the building; the school are to Train all employees in the proper use of fire extinguishers; many service companies and some fire brigades will provide such training; on a monthly basis have a responsible person inspect extinguishers to ensure that they are: Properly mounted and visible. Free from obvious damage; Properly charged, and that Inspection and service tags are current; At least annually have a fire extinguisher service company inspect and service all portable fire extinguishers; Each fire extinguisher is to have the correct signage above it; the sign is to indicate what type of extinguisher it is and what type of fire it can be used on; the fire extinguishers are to have a clear space of 1000mm in from of them for ease of access in case of a fire; Powder and C02 fire extinguishers to be provided in the locations indicated on architects signage plan; the below signs are to be provided above each of the fire extinguisher.
The following is a non-exhaustive list of signage that is required:
| ^^^^90 x 280mm Self-Adhesive 1.2mm thick; Environmentally Friendly and durable Polypropylene material |  | item
| ^^^^Fire Blanket Signage. To be 1300mm above floor level |  | item
(76) STORAGE, SCREENING FITTINGS
NOTES
| Wherever products are specified by proprietary name and the phrase or equivalent is not included, it is to be deemed included |  | noidn
| The Tenderer's attention is drawn to the "Works Requirements within Volume A" attached, from which this element has been prepared |  | noidn
| For detailed description of workmanship see Architect's & Engineer's Drawings / Specification |  | noidn
Information generally
| 1. The work measured hereunder refers to the fitted furniture requirements associated with the new extension. These works will largely be carried out adjacent to a live environment and so all necessary precautions should be taken to ensure the safety of the building occupants. The Contractor MUST include herein for all costs associated with such precautions. |  | noidn
| 2. The Contractor should note limitations on working hours identified in Preliminaries Section of this Pricing Document. |  | noidn
FITTINGS
FITTINGS, EQUIPMENT AND FURNITURE
Proposed storage unit to be constructed using powder coated steel frame with bracings at the sides securely fixed; colour tbc by architect prior to manufacture of storage unit; shelves to consist of 18mm OSB board shelves with surrounding powder coated steel frame; steel frame to be supported off storage unit frame; use of melamine faced chipboard will not be permitted in any circumstances; units to comply with BS 6222 and BS en 1153 & structural performance to BS 6222:part 2, Grade H; surface finishes performance to BS 6222:part 3 & worktop classification to BS 6222:part 3, type 2; formaldehyde levels to conform to type class e1 of product standard EN622-1; refer to Architects drawing T403.
Equipment
| ^^^^storage; 1985mm wide x 600mm deep x 2000mm high; 4nr shelves |  | nr
| ^^^^storage; 2275mm wide x 600mm deep x 2000mm high; 4nr shelves |  | nr
Proposed storage unit to be constructed using 18mm FSC certified MDF with formaica facing to top, sides and back, colour tbc by Architect prior to manufacture of storage unit; all frame fixings to be concealed throughout; 3no. shelves to consist of 18mm FSC certified mdf with formaica facing, supported off powder coated heavyduty steel adjustable shelving racks fixed to storage unit frame; 4 part sliding door system to consist of 18mm FSC certified mdf with formaica facing with with 6mm bulletin board material fixed to external face of all doors; proposed aluminium sliding rail system to include top and bottom aluminium rails; 4 no. recessed brushed stainless steel handles the use of melamine faced chipboard will not be permitted in any circumstances. units to comply with BS 6222 and BS EN 1153 & structural performance to BS 6222:part 2, grade H; surface finishes performance to BS 6222:part 3 & worktop classification to bs 6222:part 3, type 2; formaldehyde levels to conform to type class E1 of product standard EN622-1; refer to Architects drawing T403.
Equipment
| ^^^^storage; 4100mm wide x 600mm deep x 2200mm high; 3nr shelves |  | nr
SEN Class Storage Unit; Contractor shall provide Shop drawings for approval prior to manufacture of proposed furniture prior to production; Refer to Architects drawings T404 for proposed Storage unit Design; Proposed storage unit to be constructed using 18mm FSC certified MDF with Formica facing to top, sides and back, colour tbc by architect prior to manufacture of storage unit; all frame fixings to be concealed throughout; Formica Carcass Colour Polar White; all Carcasses are to be elevated from the floor level with a 150mm Base constructed with Kick boarding with Formica finish; 2no. Shelves consisting of 18mm FSC certified MDF with Formica facing, supported off powder coated heavy-duty steel adjustable shelving racks fixed to storage unit frame; 1 no. Shelf consisting of 18mm FSC certified MDF with Formica facing shall be provided in base unit; Formica shelving Colour Polar White; 4 part sliding door system to consist of 18mm FSC certified MDF with Formica facing with 6mm bulletin board material fixed to external face of all doors; Proposed aluminium sliding rail system to include top and bottom aluminium rails; 4 no. Recessed brushed stainless steel handles; melamine faced chipboard will not be permitted in any circumstances; Units to comply with BS 6222 and BS EN 1153 & structural performance to BS 6222:part 2, grade H; Surface finishes performance to BS 6222:part 3 & worktop classification to BS 6222:part 3, type 2; Formaldehyde levels to conform to type class E1 of product standard EN622-1; All SEN class base storage unit doors shall be lockable; contractors responsibility to make good of any damage caused throughout proposed works to all new Joinery & Fitted Furniture at their own expense up until the point of handover; refer to Architects drawing T404.
Equipment
| ^^^^storage; 2750mm wide x 600mm deep x 2200mm high |  | nr
Office & SET Room Fitted Furniture (storage); Contractor shall provide; shop drawings for approval prior to manufacture of all proposed furniture; proposed unit carcass to be 18mm FSC certified moisture resistant MDF faced with Formica Colour Core Polar White; all carcasses are to be elevated from the floor level with a 150mm base constructed with kick boarding with formica finish; all doors to consist of 18mm FSC certified MDF faced with Formica Colour Core Polar White; 170 x 35mm D handles 10mm diameter by Hafele or equivalent (Ref 117.40.640) brushed stainless steel; heavy-duty stainless-steel hinges & door soft closers to be included BLUM or equivalent; proposed shelving to consist of 16mm FSC certified MDF Faced with Formica Colour Core Polar White; Contractors responsibility to make good of any damage caused throughout proposed works to all new joinery & fitted furniture at their own expense up until the point of handover; refer to Architects drawing T404.
Equipment
| ^^^^storage; 3400mm wide x 600mm deep x 2200mm high |  | nr
SEN Classroom Craft Sink Unit Unit; brushed 3mm 316 s/s worktop bonded to a layer on 18mm FSC certified MDF; Note: kitchen carcass to be approved specification by specialist supplier all dimension to be confirmed on site prior to manufacture & installation; melamine carcassing primed and painted to selected colour - to Architects approval; internal shelving to be on adjustable fittings at 150mm centres by Hafele or equal approved; Press doors to consist of formica faced doors on 18mm FSC certified MDF (colour to be approved); hinges & push catch with magnets for openings to be provided by Hafele or equvalant approved by aArchitect with 20mm formica laminate shelving & inside lining; 100mm timber batten to provide base support for kitchen cabinets and to provide for 100mm high aluminium kicker at ground floor level;; refer to Architects drawing T403.
Equipment
| ^^^^special purpose Classroom Craft Sink Unit; 3015mm wide x 630mm deep x 850mm high |  | nr
Extra over the above for
| ^^^^Wall mounted, motorised Sink Module 6300-ES11 or equivalent to contain one shallow sink bowl with overflow. |  | nr
| ^^^^Granberg 6300-ES11 or equivalent Wall Mounted Motorised Height Adjustable Sink Counters located in proposed SEN Classroom; 1500mm long |  | nr
Mainstream Classroom Craft Sink Unit; Worktop to Architects specificaton with sink hop formed within; Note: kitchen carcass to be approved specification by specialist supplier all dimension to be confirmed on site prior to manufacture & installation; melamine carcassing primed and painted to selected colour - to Architects approval; internal shelving to be on adjustable fittings at 150mm centres by Hafele or equal approved; Press doors to consist of formica faced doors on 18mm FSC certified MDF (colour to be approved); hinges & push catch with magnets for openings to be provided by Hafele or equvalant approved by aArchitect with 20mm formica laminate shelving & inside lining; 100mm timber batten to provide base support for kitchen cabinets and to provide for 100mm high aluminium kicker at ground floor level;; refer to Architects drawing T403.
Equipment
| ^^^^special purpose Classroom Craft Sink Unit; 3000mm wide x 630mm deep x 900mm high |  | nr
Extra over the above for
| ^^^^Sonas or equivalent Sandringham select sink pack, inset stainless steel 1.5 bowl and drainer complete with Sandringham dual control sink 1 taphole mixer, half inch basket strainer waste range or equal approved ncluding all plumbing, traps etc. Contractor to measure on site & confirm dimensions prior to ordering of materials |  | nr
Coat rail 3000mm minimum length suitable for 30 no. coats, fixed 1000-1200mm above F.F.L in each mainstream class base in proposed rear extension; Refer to Architects floor plans for location in each classroom.
Furniture, furnishings, details stated
| ^^^^special purpose; coat rail 3.0m long |  | nr
Magnetic white boards, fixed 800-900mm above F.F.L, where an interactive board is being supplied (by others) the white board should be reduced to 1200 x 1200mm in each mainstream class base in proposed rear extension.
Furniture, furnishings, details stated
| ^^^^special purpose; 2400 x 1200mm magnetic white boards |  | nr
Whiteboards (2400 x 1200mm non-interactive) fixed between 800 – 900mm above FFL
Furniture, furnishings, details stated
| ^^^^special purpose; 2400 x 1200mm non-interactive |  | nr
Notice board in each mainstream class base in proposed rear extension.
Furniture, furnishings, details stated
| ^^^^special purpose; 2400 x 1200mm notice board |  | nr
Contractor to supply & fit Mainstream Classroom with new IT Bench unit to Architects design drawings in accordance with Department of Education Design Guidelines; Contractor to allow for service connections and finishing around this upon completion of fitting; Refer to Architects drawings for location of Mainstream Classroom with IT Bench unit; Contractor to allow for ALL fitted joinery as shown in plan and elevation; Contractors responsibility to make good of any damage caused throughout proposed works to new joinery & fitted furniture at their own expense up until the point of handover; proposed counter shall be 30mm thick moisture resistant MDF worktop with decorative high pressure laminate, rounded edges providing circular-cut outs with PVC grommets cables; all Worktop edges to be provided with C-shaped frame; Worktop unit to be supported and held by 50x 50mm mild steel frame and finished with epoxy powder coated to selected RAL colour; unit to be provided with end caps and adjustable feet to allow for change in height; Colour to be agreed with architect prior to order; melamine faced chipboard will not be permitted in any circumstances; units to comply with BS 6222 and BS EN 1153 & structural performance to BS 6222:part 2, grade H. Surface finishes performance to BS 6222:part 3 & worktop classification to BS 6222:part 3, type 2; Formaldehyde levels to conform to Type Class E1 of product standard EN622-1.
Equipment
| ^^^^special purpose; IT Bench 2500 x 630mm deep |  | nr
Blinds shall be manually operated heavy duty contract grade steel tube spring-less rollers, complete with side winder endless ball chain control units and child safety clips appropriately sized for each opening and shall be in compliance with Irish Standard ISEN 13120; Internal Blinds; contractor to allow for blackout blinds throughout and SEN spaces to include patterns (animals, balloons, cars & trucks etc.), design TBC and approved by architect prior to order/ manufacture confirmation; blind material shall be light coloured dense basket weave sunscreen material; blinds must perform such that they eliminate glare to the teaching walls and white/black boards, associated data projection screens and white interactive boards, reduce heat transfer to the room and still permit light transmission to the internal space; daylight transmission, solar absorption, openness factor and shading co-efficiency must all be taken into account when selecting the appropriate sun screen shade cloth for the teaching spaces; in order to achieve the above requirements and ensure the blinds are fit for purpose as outlined consideration should be given to; light transmission values in the 9% to 12% range; solar absorption in the 17% to 20% range; optimum shading coefficient; openness factor in the 3% to 5% range (All blinds on East and South facing Classroom windows to have a 3% openness factor, subject to mock up on site); both blinds to be light in colour and identical in colour; NOTE: these are guidance values and should not be taken as absolute selection criteria; each case must be accessed on its own circumstances; a full-size mock-up for a south facing teaching space with interactive white board and data projector operational must be conducted prior to final selection of the blind material; manufacture and installation of the blinds shall comply with the requirements of the Irish standards ISEN 13120 Internal blinds - performance including safety requirements; the blind material shall be in compliance with Clause 4: Blinds, TGD-030 and should meet the designation of flameproof when assessed in accordance with BS 3120: 1959. a test certificate as in Appendix C of; fire safety of furnishings and fittings in places of assembly; should be supplied for each item specified.
Furniture, furnishings, details stated
72A | ^^^^Blinds; 2800mm wide x 2200mm high |  | nr
72A | ^^^^Blinds; 1700mm wide x 2200mm high |  | nr
72A | ^^^^Blinds; 685mm wide x 850mm high |  | nr
72A | ^^^^Blinds; 1800mm wide x 2200mm high |  | nr
72A | ^^^^Blinds; 1200mm wide x 2900mm high; |  | nr
72A | ^^^^Blinds;1850mm wide x 2900mm high |  | nr
72A | ^^^^Blinds; 2800mm wide x 2200mm high; |  | nr
******WORKS TO EXISTING******
(--) DEMOLITIONS AND ALTERATIONS
NOTES
| Wherever products are specified by proprietary name and the phrase or equivalent is not included, it is to be deemed included |  | noidn
| The Tenderer's attention is drawn to the "Works Requirements within Volume A" attached, from which this element has been prepared |  | noidn
| For detailed description of workmanship see Architect's & Engineer's Drawings / Specification |  | noidn
Information generally
| 1. Notwithstanding that this Pricing Document has been measured in accordance with Agreed Rules of Measurement 5, the tenderer should note where works measured are not in accordance with ARM. |  | noidn
| 2. The work measured hereunder refers to site preparatory works associated with the new extension, including works outside the boundary of the site. These works will largely be carried out adjacent to a live environment and so all necessary precautions should be taken to ensure the safety of the building occupants. The Contractor MUST include herein for all costs associated with such precautions. |  | noidn
| 3. It is imperative that all tendering Contractors carry out an extensive and detailed site visit to familiarise themselves with the conditions and restrictions that all elements of the demolition, alteration and new work will be carried out in accordance with; Contractor to include in his / her rates herein for the nature of the site. |  | noidn
| 4. Demolition work shall be carried out in accordance with B.S. 6187. |  | noidn
| 5. Protect the public and occupiers of adjoining properties by erection of temporary fences, warning lights, etc before commencing work. |  | noidn
| 6. Notify all service authorities and / or owners of adjoining property, not less than one week before commencing operations. |  | noidn
| 7. Locate and mark the position of services affected by the work; arrange with the appropriate authorities for the location and marking of the position of mains services. |  | noidn
| 8. Prior to demolitions measured hereunder any Specialist Contractor executing the works will have to be approved by the Architect / Engineer for the project (e.g. asbestos removal Subcontractors). |  | noidn
| 9. The Contractor must allow for all necessary segregation of demolition waste and disposal of same in suitably registered tips; including all necessary certificates, licences and permits; all in accordance with current Department of Environment regulations. |  | noidn
| 10. Removals and disposal shall be the full responsibility of the Contractor and shall be carried out in full compliance with The Waste Management Act 1996 and all Regulations thereunder; the European Communities (Protection of Workers) / (Exposure to Asbestos) Regulations, 1989 to 2000; the Safety, Health and Welfare at Work (Exposure to Asbestos) Regulations 2006 and in accordance with the requirements of the Local Authority. |  | noidn
| 11. The rates quoted hereunder for demolition or alteration of existing structural elements will be deemed to INCLUDE for all necessary propping and shoring of overhead or surrounding structures during the operation. |  | noidn
| 12. The Contractor should note limitations on working hours identified in the Preliminaries Section of the Pricing Document. |  | noidn
| 13. The contractor is to be aware of live services in the ceiling voids from the first-floor level. Refer to Galileo Energy Services drawings and documents for all information regarding the live services. |  | noidn
DEMOLITION AND ALTERATIONS
DEMOLITION
Contractor is to allow for removal of existing wet dash render prior to application of new internal lining; disposal of removed material off site.
Remove
92B | ^^^^exceeding 300mm wide |  | m2
Demolition of existing section of internal walls to allow for proposed internal door; including breaking out, disposal off site to a certified disposal facility, making good surrounds, propping and protecting the existing structure; all in accordance with Architect's Drawings and Specification
Demolishing parts of structures
| ^^^^215mm wide internal wall for doors; 1000 x 2100mm high |  | nr
| ^^^^215mm wide internal wall for doors; 2000mm wide x 2100mm high structural opening |  | nr
Demolition of existing section of internal walls for new layout; including breaking out, disposal off site to a certified disposal facility, making good surrounds, propping and protecting the existing structure; all in accordance with Architect's Drawings and Specification
Demolishing parts of structures
| ^^^^215mm wide internal wall to allow for fire corridor at stairs. |  | m2
Demolition of existing section of external walls to allow for proposed SEN Base Extension; including the removal of existing windows and window surrounds, breaking out, disposal off site to a certified disposal facility, making good surrounds, propping and protecting the existing structure; all in accordance with Architect's Drawings and Specification
Demolishing parts of structures
| ^^^^450mm wide external wall |  | m2
ALTERATIONS
Contractor to allow for the removal of existing external sign and symbols on the existing north elevation where the proposed mainstream classroom is going; all in accordance with Architect's Drawings and Specification
Removing
| ^^^^fixtures and fittings; external signage |  | nr
Contractor to allow for the removal of existing external door section of the wall to allow for new internal door; including breaking out, disposal off site to a certified disposal facility, making good surrounds, propping and protecting the existing structure; all in accordance with Architect's Drawings and Specification
Removing
| ^^^^fittings and fixtures; external door and a half; size 1600mm x 2100mm high; include here for removal of part of wall as required |  | nr
Contractor to allow for the removal of existing window and section of wall indicated to allow for the installation of new internal door including breaking out, disposal off site to a certified disposal facility, making good surrounds, propping and protecting the existing structure; all in accordance with Architect's Drawings and Specification.
Removing
| ^^^^fixtures and fittings; external window; 1200 x 2200mm high; include here for removal of part of wall as required |  | nr
Carefully disconnect, decommission and remove all existing sanitary fittings; including WC's, grab rails and sinks; make good to walls and floors and leave ready for installation of new finishes; include here for disposing sanitary fittings off site at a certified disposal facility; all in accordance with Architect's Drawings and Specification
Removing
| ^^^^fittings and fixtures; WC's |  | nr
| ^^^^fittings and fixtures; sinks |  | nr
| ^^^^fittings and fixtures; grab rails |  | nr
Contractor to allow for the removal of existing walls to classroom toilets including breaking out, disposal off site to a certified disposal facility, making good surrounds, propping and protecting the existing structure; all in accordance with Architect's Drawings and Specification.
Removing
| ^^^^partitions; toilet partitions |  | m2
Carefully remove existing craft sink joinery unit, fittings and pipework, including existing wall tiling; including removal of grounds, fixings etc.; disposal off site at a certified disposal facility; all in accordance with Architect's Drawings and Specification
Removing
| ^^^^fittings and fixtures; craft sink joinery unit; 2550mm long |  | nr
Carefully remove existing internal doors, screens, frame and architraves; including disposal off site at a certified disposal facility and making good surrounding finishes etc.; all in accordance with Architect's Drawings and Specification
Removing
| ^^^^fittings and fixtures; internal door; size 1000mm x 2100mm high |  | nr
| ^^^^fittings and fixtures; internal toilet door; size 850mm x 2100mm high |  | nr
Carefully remove existing floor finishes; including removal of any skirting / coved skirting and making good floors; disposal off site at a certified disposal facility; all in accordance with Architect's Drawings and Specification
Removing
98A | ^^^^finishes; existing floor finishes |  | m2
Carefully remove existing ceiling finishes; including removal of any trims, hangers, sealants and making good ready for new ceilings; disposal off site at a certified disposal facility; all in accordance with Architect's Drawings and Specification
Removing
98A | ^^^^finishes; existing ceiling finishes |  | m2
Contractor to allow for removal of black film on existing window; all in accordance with Architect's Drawings and Specification
Removing
| ^^^^finishes; black film on existing windows |  | nr
BUILDING STRUCTURE
(22) INTERNAL WALLS, PARTITIONS
NOTES
| Wherever products are specified by proprietary name and the phrase “or equivalent” is not included, it is to be deemed included |  | noidn
| The Tenderer's attention is drawn to the "Works Requirements within Volume A" attached, from which this element has been prepared |  | noidn
| For detailed description of workmanship see Architect's & Engineer's Drawings / Specification |  | noidn
Information generally
| 1. The work measured hereunder refers to the internal walls / partitions associated with the works to the existing SEN and Mainstream classrooms. These works will largely be carried out adjacent to a live environment and all necessary precautions should be taken to ensure the safety of the adjacent building occupants. The Contractor MUST include herein for all costs associated with such precautions. |  | noidn
| 2. The Contractor should note limitations on working hours identified in Preliminaries Section of this Pricing Document. |  | noidn
FLOOR, WALL AND CEILING FINISHES
STUD PARTITIONS
100mm X 44mm Rough Timber C16 Treated En14081; 1no. Layer of 12.5mm gyproc Sound Block followed by 12.5mm Gryproc Harito plasterboard; board joints to be staggered, taped and filled; all board joints installed staggered in accordance with Gyprocs current installation recommendations; Gyproc DryWall screws installed at 300mm centres (200mm at external corners) Gyproc DryWall screws must maintain a minimum 10mm penetration through metal framing components; 2mm Gyproc Skim coat plaster (or Carlite Finish) applied in accordance with Gyprocs current recommendations and prepared for selected painted finish; 100mm MOY ACOUSTIC INSULATION 48kg/m3 snugly fit between all studwork; refer to Product data sheets attached in Architects appendix.
Partition
| ^^^^2900mm high |  | m
Extra over the above for
| ^^^^angles to partitions |  | nr
| ^^^^three-way intersections |  | nr
| ^^^^abutments to other finishes |  | nr
| ^^^^forming doors |  | nr
BUILDING STRUCTURE COMPLETIONS
(31) EXTERNAL WALLS: COMPLETIONS WITHIN OPENINGS
NOTES
| The Tenderer's attention is drawn to the "Works Requirements within Volume A" attached, from which this element has been prepared |  | noidn
| The Tenderer's attention is drawn to the "Works Requirements within Volume A" attached, from which this element has been prepared |  | noidn
| For detailed description of workmanship see Architect's & Engineer's Drawings / Specification |  | noidn
Information generally
| 1. Notwithstanding that this Pricing Document is measured in accordance with the Agreed Rules of Measurement Fifth Edition 2024, the tenderer should note the following where works measured are not in accordance with ARM. |  | noidn
| 2. The work measured hereunder refers to the supply & installation of all the external windows and doors associated with the existing SEN and Mainstream classrooms. These works will largely be carried out adjacent to a live environment and so all necessary precautions should be taken to ensure the safety of the adjacent building occupants. The Contractor MUST include herein for all costs associated with such precautions. |  | noidn
| 3. The Contractor should note limitations on working hours identified in Preliminaries Section of this Pricing Document. |  | noidn
| 4. Dimensions are for pricing purposes only - all opes to be surveyed by window manufacturer prior to manufacture |  | noidn
132A | 5. Window supplier to include for all associated flashings and drips. |  | Item
| 6. All windows to be triple glazed aluminium windows, be designed and manufactured to comply with technical guidance document 021-1 guidance on the specification of windows by the department of education and science. |  | noidn
| 7. Thermally broken aluminium open out rebate type doors with Part M compliant wheelchair thresholds and emergency escape panic bolts; openings to be in accordance with latest t.g.d.; complete with ironmongery. |  | noidn
| 8. 1 hour or 1/2 hour fire-rating as indicated |  | noidn
| 9. The handing of all window opes / doors are as indicated on plans / elevations |  | noidn
WOODWORK
STRUCTURAL AND FIRST FIXINGS
Softwood to BS 1186; white deal; pressure impregnated with an approved preservative; sawn unless otherwise stated
First fixings
74A | ^^^^75 x 20mm grounds for window board |  | m
BOARDING AND SECOND FIXINGS
Window boards to be 19mm Softwood, primed and painted with pencil rounded fixed to treated battens with insulation between where appropriate; battens plugged & screwed to lean mix fill to rear of Cill.; in accordance with Architects drawings and specification
Second fixings
74B | ^^^^windowboards; 19mm thick |  | m
METALWORK
NON-STRUCTURAL
Triple glazed polyester powder coated, commercial grade, thermally broken aluminium windows and doors specified exceeding D.O.E TGD 021-1. U-value to exceed the performance of 1.2 W/m2K as per 2019 building regulations (nZEB); refer to Architects Specification 21 PROPOSED WINDOWS AND DOORS for specification.
Composite items
72A | ^^^^Window Type 05; 1200mm wide x 850mm high |  | nr
Composite items; External Doorset type 1
72A | ^^^^D33; 1200mm wide x 2900mm high; |  | nr
Composite items; External Doorset type 3
72A | ^^^^D30; 2845mm wide x 2935mm high structural ope; door and a half 1000mm wide x 2200mm high and 885mm wide x 2200mm high; including manifestations where required |  | nr
IRONMONGERY, ACCESSORIES AND SUNDRIES
AIR SEAL TAPE
Tescon Pro Clima or equivalent taped and sealed; perimeter seals as required to meet acoustic performance; applied in accordance with manufacturers instructions and recommendations; all in accordance with Architects Drawings and Specification
Sealant
74E | ^^^^to windows and doors |  | m
WINDOW VENTS
Window trickle vent to provide background ventilation in accordance with TGD F 2019; all in accordance with Architects Drawings and Specification.
Vents
| ^^^^to windows (1 nr) |  | m
PAINTING AND DECORATING
PAINTING
1nr coat Fleetwood or equivalent Water based Satinwood undercoat; 2nr coats Fleetwood or equivalent Water based Satinwood; All joints, nail/screw heads to be filled, fully sanded and cleaned down.
General surfaces
74D | ^^^^not exceeding 300mm girth; window boards |  | m
(32) INTERNAL WALLS: COMPLETIONS WITHIN OPENINGS
NOTES
| Wherever products are specified by proprietary name and the phrase “or equivalent” is not included, it is to be deemed included |  | noidn
| The Tenderer's attention is drawn to the "Works Requirements within Volume A" attached, from which this element has been prepared |  | noidn
| For detailed description of workmanship see Architect's & Engineer's Drawings / Specification |  | noidn
Information generally
| 1. The work measured hereunder refers to the supply & installation of all the internal doors associated with the new extension and existing building as required. These works will largely be carried out adjacent to a live environment and so all necessary precautions should be taken to ensure the safety of the adjacent building occupants. The Contractor MUST include herein for all costs associated with such precautions. |  | noidn
| 2. The work measured hereunder refers to the internal doors, frames, architraves, and ironmongery requirement for the project within the new extension. These works will largely be carried out adjacent to a live environment and all necessary precautions should be taken to ensure the safety of the adjacent building occupants. The Contractor MUST include herein for all costs associated with such precautions. |  | noidn
| 3. Please note that the doors and screens measured hereunder are composite items and the rates quoted should include for the door, frame and glazing beads as described. Door sizes given are indicitive only to the blockwork ope size. |  | noidn
| 4. The composite item is deemed to include all component items outlined in the Architect's specification i.e. slips, stop beads, glass, etc |  | noidn
| 5. All mortices and holes together with packing material between the frame and structure of all doorsets and framesets are deemed to be included |  | noidn
WOODWORK
STRUCTURAL AND FIRST FIXINGS
Softwood to BS 1186; white deal; pressure impregnated with an approved preservative; sawn unless otherwise stated
First fixings
| ^^^^35 x 15mm, fixing to blockwork backgrounds |  | m
BOARDING AND SECOND FIXINGS
100 x 19mm red deal architraves; in accordance with Architects specifications
Second fixings
| ^^^^architraves; 100 x 19mm |  | m
COMPOSITE ITEMS
60 minute fire rated; Solid Formica Laminate door as indicated; refer to Architects specification for ironmongery and full specification; refer to Architects drawing T402 and specification internal doors and screens details.
Composite items; doors
78B | ^^^^Door Type 12; 2000mm wide x 2100mm high structural opening; 2 nr 1000 x 2100mm door leafs |  | nr
78B | ^^^^Door Type 14; 1800mm wide x 2100mm high structural opening; 2 nr 900 x 2100mm door leafs |  | nr
Extra over the above for
78B | ^^^^Pyrostop or equally approved, Georgian wire glass is not permitted; 200mm wide x 1500mm high vision panel |  | nr
30 minute fire rated; Solid Formica Laminate door; refer to Architects specification for ironmongery and full specification; refer to Architects drawing T402 and specification internal doors and screens details.
Composite items; doors
78B | ^^^^Door Type 6; 1050mm wide x 2100mm high structural opening; 1050 x 2100mm door opening |  | nr
78B | ^^^^Door Type 8; 1800mm wide x 2100mm high structural opening; 1050 x 2100mm door with a vision panel and half ope 650mm x 2100mm |  | nr
78B | ^^^^Door Type 9; 1800mm wide x 2100mm high structural opening; 2 nr 900 x 2100mm door leafs with vision panels on both doors |  | nr
78B | ^^^^Door Type 11; 1050mm wide x 2100mm high structural opening; 1050 x 2100mm door opening |  | nr
Extra over the above for
78B | ^^^^Pyrostop or equally approved, Georgian wire glass is not permitted; 200mm wide x 1500mm high vision panel |  | nr
Formica Laminate door as indicated; refer to Architects specification for ironmongery and full specification; refer to Architects drawing T402 and specification for internal doors and screens details.
Composite items; doors
79A | ^^^^Door type 4; 1050mm wide x 2100mm high structural opening; 1050 x 2100mm door opening |  | nr
79A | ^^^^Door type 13; 1250mm wide x 2100mm high structural opening; 1250 x 2100mm door opening |  | nr
Formica Laminate door with vision panel as indicated; refer to Architects specification for ironmongery and full specification; refer to Architects drawing T402 and specification for internal doors and screens details.
Composite items; doors
79A | ^^^^Door type 5; 1050mm wide x 2100mm high structural opening; 1050 x 2100mm door opening |  | nr
Extra over the above for
78B | ^^^^Pyrostop or equally approved, Georgian wire glass is not permitted; 200mm wide x 1500mm high vision panel |  | nr
Solid Formica Laminate door; refer to Architects specification for ironmongery and full specification; refer to Architects drawing T402 and specification for internal doors and screens details.
Composite items; doors
78B | ^^^^Door Type 7; 900mm wide x 2100mm high structural opening; 1050 x 2100mm door opening |  | nr
30 minute rated Formica Laminate Glazed door and fixed screen; refer to Architects specification for ironmongery and full specification; refer to Architects drawing T402 and specification 29 for internal doors and screens details.
Composite items; doors
78B | ^^^^Door Type 10; 2000mm wide x 2100mm high structural opening; 1050 x 2100mm door opening; 950 x 2100mm side light |  | nr
IRONMONGERY, ACCESSORIES AND SUNDRIES
60 minute intumescent fire and smoke seals ; all in accordance with Architects Drawings and Specification
Sundries
| ^^^^15mm x 4mm intumescent strip; fitted in rebate in door frames to door sides leaf and head; including forming rebate in door |  | m
30 minute intumescent fire and smoke seals; all in accordance with Architects Drawings and Specification
Sundries
| ^^^^15mm x 4mm intumescent strip; fitted in rebate in door frames to door sides leaf and head; including forming rebate in door |  | m
Perimeter seals as required to meet acoustic performance, Maximum 30RW (dB) for airborne sound insulation between circulation spaces and other spaces used by students; all in accordance with Architects Drawings and Specification
Sundries
| ^^^^perimeter seal |  | m
Refer to KCC Ironmongery Specification for ironmongery requirements. Contractor to include for supply, installation and commissioning of all items and associated works referred to in the specialist Ironmongery Schedule or equal and approved supplier.
Ironmongery Double Door set - FD 60s
| ^^^^KCC or equivalent Grade 304 Stainless Steel 'Fire Door Keep Shut' Sign |  | nr
| ^^^^KCC or equivalent Floor Mounted Door Stop |  | nr
| ^^^^KCC or equivalent Stainless Steel 304 Square Corner Kicking Plate. H150mm x W900mm. |  | nr
| ^^^^KCC Stainless Steel 304 Square Corner Finger Plate. 75mm x 650mm. |  | nr
| ^^^^KCC or equivalent Round Bar Pull Handle. A25 x B600 x C575 x D75. BT Fixing |  | nr
| ^^^^Flexfire or equivalent Fire Rated Graphite Based Intumescent Hinge plate Protector, Radius, 1mm, Black, Self-Adhesive |  | nr
| ^^^^KCC or equivalent Linear Boxed Power Supply Unit Certified to EN60950,24VDC 1amp |  | nr
| ^^^^Dormakaba Rack & Pinion Door Closer c/w Scissor Arm & Hold Open Unit. 53010001 |  | nr
| ^^^^Frisco or equivalent Stainless-Steel Maintenance Free Self Lubricating Thrust Bearing Hinge to hEN1935 grade 476114014 and Certifire CF336 |  | nr
| ^^^^KCC or equivalent Finger shield Finger Guard - Push Side & Pull Side Set x 1,960mm |  | nr
Ironmongery Double Door set - FD 30s
| ^^^^KCC or equivalent Grade 304 Stainless Steel 'Fire Door Keep Shut' Sign |  | nr
| ^^^^KCC or equivalent Floor Mounted Door Stop |  | nr
| ^^^^KCC or equivalent Stainless Steel 304 Square Corner Kicking Plate. H150mm x W900mm. |  | nr
| ^^^^KCC Stainless Steel 304 Square Corner Finger Plate. 75mm x 650mm. |  | nr
| ^^^^KCC or equivalent Round Bar Pull Handle. A25 x B600 x C575 x D75. BT Fixing |  | nr
| ^^^^Flexfire or equivalent Fire Rated Graphite Based Intumescent Hinge plate Protector, Radius, 1mm, Black, Self-Adhesive |  | nr
| ^^^^KCC or equivalent Linear Boxed Power Supply Unit Certified to EN60950,24VDC 1amp |  | nr
| ^^^^Dormakaba Rack & Pinion Door Closer c/w Scissor Arm & Hold Open Unit. 53010001 |  | nr
| ^^^^Frisco or equivalent Stainless-Steel Maintenance Free Self Lubricating Thrust Bearing Hinge to hEN1935 grade 476114014 and Certifire CF336 |  | nr
| ^^^^KCC or equivalent Finger shield Finger Guard - Push Side & Pull Side Set x 1,960mm |  | nr
Ironmongery Single Door set - FD 30s
| ^^^^KCC or equivalent Grade 304 Stainless Steel 'Fire Door Keep Shut' Sign |  | nr
| ^^^^KCC or equivalent Floor Mounted Door Stop |  | nr
| ^^^^KCC or equivalent Stainless Steel 304 Square Corner Kicking Plate. H150mm x W900mm. |  | nr
| ^^^^Fire Rated Interdens Based Intumescent KCC or equivalent Lock Protector,1mm, White |  | nr
| ^^^^Flexfire or equivalent Fire Rated Graphite Based Intumescent Hinge plate Protector, Radius, 1mm, Black, Self-Adhesive |  | nr
| ^^^^Tigris Premium, or equivalent Patented Single & Turn Cylinder 3535 to BS EN1303:2015 grade 160B0C6C |  | nr
| ^^^^KCC or equivalent Linear Boxed Power Supply Unit Certified to EN60950,24VDC 1amp |  | nr
| ^^^^Dormakaba Rack & Pinion Door Closer c/w Scissor Arm & Hold Open Unit. 53010001 |  | nr
| ^^^^KCC or equivalent Tubular Stainless Steel 304 19mm Unsprung Rose Lever Handle on Rose to BS EN1906:2012 grade 37-B030B |  | set
| ^^^^KCC or equivalent Stainless Steel 304 Euro Profile Escutcheon. 5mm |  | nr
| ^^^^Frisco or equivalent Stainless-Steel Maintenance Free Self- Lubricating Thrust Bearing Hinge to hEN1935 grade 476114014and Certifire CF336 |  | nr
| ^^^^KCC or equivalent Heavy Duty Modular Mortice Sash lock c/w Anti-Rattle Adjustable Strike Plate to hEN12209 grade 3X510F3BC20 and Certifire CF5234 |  | nr
| ^^^^KCC or equivalent Finger shield Finger Guard - Push Side & Pull Side Set x 1,960mm |  | nr
Ironmongery Single Door set
| ^^^^KCC or equivalent Floor Mounted Door Stop |  | nr
| ^^^^KCC or equivalent Stainless Steel 304 Square Corner Kicking Plate. H150mm x W900mm. |  | nr
| ^^^^ Interdens Based Intumescent KCC or equivalent Lock protector,1mm, White |  | nr
| ^^^^Flexfire or equivalent Graphite Based Intumescent Hinge plate Protector, Radius, 1mm, Black, Self-Adhesive |  | nr
| ^^^^Tigris Premium, or equivalent Patented Single & Turn Cylinder 3535 to BS EN1303:2015 grade 160B0C6C |  | nr
| ^^^^KCC or equivalent Linear Boxed Power Supply Unit Certified to EN60950,24VDC 1amp |  | nr
| ^^^^Dormakaba Rack & Pinion Door Closer c/w Scissor Arm & Hold Open Unit. 53010001 |  | nr
| ^^^^KCC or equivalent Tubular Stainless Steel 304 19mm Unsprung Rose Lever Handle on Rose to BS EN1906:2012 grade 37-B030B |  | set
| ^^^^KCC or equivalent Stainless Steel 304 Euro Profile Escutcheon. 5mm |  | nr
| ^^^^Frisco or equivalent Stainless-Steel Maintenance Free Self- Lubricating Thrust Bearing Hinge to hEN1935 grade 476114014and Certifire CF336 |  | nr
| ^^^^KCC or equivalent Heavy Duty Modular Mortice Sash lock c/w Anti-Rattle Adjustable Strike Plate to hEN12209 grade 3X510F3BC20 and Certifire CF5234 |  | nr
| ^^^^KCC or equivalent Finger shield Finger Guard - Push Side & Pull Side Set x 1,960mm |  | nr
Ironmongery Single Dorset for Standard W/C - FD Nil
| ^^^^KCC or equivalent Grade 304 Stainless Steel Unisex Symbol |  | nr
| ^^^^Hat & Coat Hook |  | nr
| ^^^^KCC or equivalent Floor Mounted Door Stop |  | nr
| ^^^^KCC or equivalent Stainless Steel 304 Square Corner Kicking Plate. H150mm x W900mm. |  | nr
| ^^^^KCC or equivalent Tubular Stainless Steel 304 19mm Unsprung Rose Lever Handle on Rose to BS EN1906:2012 grade 37-B030B |  | set
| ^^^^KCC or equivalent Stainless Steel 304 Standard Thumb turn & Release. 6mm |  | nr
| ^^^^Frisco or equivalent Stainless-Steel Maintenance Free Self- Lubricating Thrust Bearing Hinge to hEN1935 grade 476114014and Certifire CF336 |  | nr
| ^^^^KCC or equivalent Heavy Duty Modular Mortice Sash lock c/w Anti-Rattle Adjustable Strike Plate to hEN12209 grade 3X510F3BC20 and Certifire CF5234 |  | nr
| ^^^^KCC or equivalent Finger shield Finger Guard - Push Side & Pull Side Set x 1,960mm |  | nr
Access control system to be provided as indicated on architects. Refer to Architects Door Schedule; to be read in conjunction with M&E engineers’ drawings and specification.
Access Control
| ^^^^Allow for supply of access control as per Galileo Energy Services design |  | item
FD60 Swing Door Guard to be installed at the edge of each door; refer to architects floor plan sheet T102 for the location of these door guards; They are indicated with a light blue circle; FINGER SAFETY: Specially designed roller type blind ensures constant tension as the door moves, preventing fingers from inadvertently getting crushed in closing swing doors; MOUNT & ADJUST IN MINUTES: Oblong mounting holes along with an easily removable/mountable fabric cover facilitates mounting to the door and frame in a matter of minutes; STYLISH AND EASY TO MAINTAIN Available in silver, black and white, installs without any screw heads visible. Our removable/mountable fabric cover allows for easy door maintenance and FP60 fabric cleaning; DURABLE & FIRE RESISTANT: Durability tested up to 1,000,000 test cycles and B1 rated fire resistant; SIZE: Available in 1,925mm and 2,015mm lengths for full compliance to EN16005; refer to attached PDF in the appendix documents for the fixings of these finger guards.
Finger Guard
| ^^^^Allow for supply of finger guard installation |  | item
PAINTING AND DECORATING
PAINTING AND DECORATING
All joints, nail/screw heads to be filled, fully sanded and cleaned down; Fleetwood Water based Satinwood undercoat 1 no. coats; Fleetwood Water based Satinwood 2no. coats.
General surfaces
| ^^^^not exceeding 300mm girth; architraves |  | m
BUILDING FINISHES
(41) WALL FINISHES EXTERNALLY
NOTES
| The Tenderer's attention is drawn to the "Works Requirements within Volume A" attached, from which this element has been prepared |  | noidn
| For detailed description of workmanship see Architect's & Engineer's Drawings / Specification |  | noidn
Information generally
| 1. Notwithstanding that this Pricing Document is measured in accordance with the Agreed Rules of Measurement Fifth Edition 2024, the tenderer should note the following where works measured are not in accordance with ARM. |  | noidn
| 2. The work measured hereunder refers to the external wall scope associated with the existing SEN and Mainstream classrooms. These works will largely be carried out adjacent to a live environment and all necessary precautions should be taken to ensure the safety of the adjacent building occupants. The Contractor MUST include herein for all costs associated with such precautions. |  | noidn
| 3. The Contractor should note limitations on working hours identified in Preliminaries Section of this Pricing Document. |  | noidn
FLOOR, WALL AND CEILING FINISHINGS
IN SITU FINISHES
22mm External Sponge Finish Render to be applied as indicated on architectural drawings22 mm. External rendering to comprise of 3-5mm thick 1:1.5-2 cement: sharp sand scud coat; 9mm 1:1:6 cement: lime: sharp sand scratch coat; 9mm 1:1:6 cement: lime: sharp sand float coat with textured finish to be agreed with the architect; all in accordance with Architects Drawings and Specification
Walls
55F | ^^^^not exceeding 300mm wide |  | m2
55F | ^^^^exceeding 300mm wide |  | m2
Movement / Expansion Joints; renderplas PVCu Movement & Expansion Joint bead ref. MJ15 or equal and approved; To BS EN 13914-1:2005 - External Rendering; to be used where structural movement joints are located under render & may also be used as day joints or to define different coloured render panels; bead should also be used where a change in background substrate occurs; butt joints to be embedded in silicone mastic to prevent water ingress; mechanical fixing to be avoided to prevent distortion of bead; all in accordance with Architects Drawings and Specification
Sundries
56A | ^^^^movement joints |  | m
Stainless steel accessories; fixing with plaster dabs or staples to blockwork/concrete backgrounds; all in accordance with Architects Drawings and Specification
Sundries
56A | ^^^^like items; stop bead; "Expamet Ref 542" or equivalent |  | m
56A | ^^^^like items; angle bead; "Expamet Ref 545" or equivalent |  | m
PAINTING AND DECORATING
PAINTING
1 coat of Dulux Trade Undercoat of selected shade; 1 coat of Dulux Trade High Gloss of selected shade; spot prime any bare metal, metal fixings nail heads etc with: 1 coat(s) of Dulux Trade Metal Primer; prime overall with: 1 coat(s) of Dulux Trade Wood Primer White
Walls
55F | ^^^^not exceeding 300mm wide |  | m2
55F | ^^^^exceeding 300mm wide |  | m2
(42) WALL FINISHES INTERNALLY
NOTES
| The Tenderer's attention is drawn to the "Works Requirements within Volume A" attached, from which this element has been prepared |  | noidn
| For detailed description of workmanship see Architect's & Engineer's Drawings / Specification |  | noidn
Information generally
| 1. Notwithstanding that this Pricing Document is measured in accordance with the Agreed Rules of Measurement Fifth Edition 2024, the tenderer should note the following where works measured are not in accordance with ARM. |  | noidn
| 2. The work measured hereunder refers to the external wall scope associated with the existing SEN and Mainstream classrooms. These works will largely be carried out adjacent to a live environment and all necessary precautions should be taken to ensure the safety of the adjacent building occupants. The Contractor MUST include herein for all costs associated with such precautions. |  | noidn
| 3. The Contractor should note limitations on working hours identified in Preliminaries Section of this Pricing Document. |  | noidn
FLOOR, WALL AND CEILING FINISHES
IN SITU FINISHES
Contractor to allow for Architect approved IAB & BBA certified tanking system to be applied to floor & wall surfaces prior to Altro Satins splashback in proposed shower room wet room. Walls to be tanked to a height of 100mm up-stand provided generally. Shower wet areas to be tanked to full height and to a width of minimum 300mm beyond enclosure - all to be constructed entirely in accordance with manufacturer's instructions & recommendations and to be carried out by an approved contractor. Allow for appropriate system trims in all showers.
Walls
| ^^^^exceeding 300mm wide |  | m2
TILE SLAB AND MOSAIC FINISHES
Contractor to allow for tiled splashbacks as per Architects finishes drawings; splashbacks for the WC & Daily Living Skills is to be PRIMUS CERAMICHE TECHNICAL, 15x15cm BLANCO or equivalent tile; if equivalent product is proposed contractor must provide technical submittal to architect for approval.
Walls
| ^^^^exceeding 300mm wide |  | m2
Contractor to allow for tiled splashbacks as per Architects finishes drawings; Splashbacks for the classrooms indicated on the architects finishes drawings are to be PRIMUS CERAMICHE, TECHNICAL, 15x15cm, OLIVA or equivalent tile; if equivalent product is proposed contractor must provide technical submittal to architect for approval.
Walls
| ^^^^exceeding 300mm wide |  | m2
Contractor to allow for tiled splashbacks as per Architects finishes drawings; Splashbacks for the other classrooms indicated on the architects finishes drawings are to be PRIMUS CERAMICHE, TECHNICAL, 15x15cm, AZUR or equivalent tile; if equivalent product is proposed contractor must provide technical submittal to architect for approval.
Walls
| ^^^^exceeding 300mm wide |  | m2
Supply and fit Enviroclad Hygenic PVC or equivalent Hygienic Wall Cladding; colour Marigold; to be installed as per manufactures instructions
Walls
| ^^^^exceeding 300mm wide |  | m2
Extra over the above for
| ^^^^Schlüter RONDEC Stainless Steel finishing and edge protection profile |  | m
PAINTING AND DECORATING
PAINTING
Fleetwood Popular Colour Collection or Equal and approved; Initial / Undercoats: Fleetwood Primer Sealer Undercoat as recommended by manufacturer, 1no.Number of coats; Finishing coats: Fleetwood Popular Colour Collection or Equal and approved, all colours per room to be confirmed, 2no.Number of coats; refer to Architects Specification 28.
Walls
55F | ^^^^not exceeding 300mm wide |  | m2
92B | ^^^^exceeding 300mm wide |  | m2
92B | ^^^^exceeding 300mm wide (Painting to walls of Staircore 1) |  | m2
(43) FLOOR FINISHES
NOTES
| The Tenderer's attention is drawn to the "Works Requirements within Volume A" attached, from which this element has been prepared |  | noidn
| For detailed description of workmanship see Architect's & Engineer's Drawings / Specification |  | noidn
Information generally
| 1. Notwithstanding that this Pricing Document is measured in accordance with the Agreed Rules of Measurement Fifth Edition 2024, the tenderer should note the following where works measured are not in accordance with ARM. |  | noidn
| 2. The work measured hereunder refers to the external wall scope associated with the existing SEN and Mainstream classrooms. These works will largely be carried out adjacent to a live environment and all necessary precautions should be taken to ensure the safety of the adjacent building occupants. The Contractor MUST include herein for all costs associated with such precautions. |  | noidn
| 3. The Contractor should note limitations on working hours identified in Preliminaries Section of this Pricing Document. |  | noidn
ROOFING, CLADDING AND WATERPROOFING
MASTIC ASPHALT, WATERPROOF AND GAS PROOF NON-METAL FLEXIBLE SHEET COVERINGS
Contractor to allow for Architect approved IAB & BBA certified tanking system to be applied to floor & wall surfaces prior to Altro Satins splashback in proposed shower room wet room. Walls to be tanked to a height of 100mm up-stand provided generally. Shower wet areas to be tanked to full height and to a width of minimum 300mm beyond enclosure - all to be constructed entirely in accordance with manufacturer's instructions & recommendations and to be carried out by an approved contractor. Allow for appropriate system trims in all showers.
Floors
| ^^^^exceeding 300mm wide |  | m2
WOODWORK
STRUCTURAL AND FIRST FIXINGS
Softwood to BS 1186; white deal; pressure impregnated with an approved preservative; sawn unless otherwise stated.
First fixings
| ^^^^45 x 22mm treated continuous softwood grounds; fixed to blockwork / concrete |  | m
BOARDING AND SECOND FIXINGS
19mm Red deal; skirtings 150mm high; all fixings shall be recessed with pre drilled, filled and sanded prior to decoration.
Second Fixing
| ^^^^150 x 19mm thick |  | m
FLOOR, WALL AND CEILING FINISHES
IN SITU FINISHES
ARDEX NA or equivalent Liquid Levelling compound to be applied along with a suitable liquid DPM to floor surface before laying floor finish.
Levelling compound
92A | ^^^^horizontal; exceeding 300mm |  | m2
SUNDRIES
'Tescon Pro Clima' or equal approved High-Grade Air-Thightness Tape, taped to junctions to external walls; surfaces to be carefully dusted down for removal of dust & debris prior to application; install membranes with sufficient slack at perimeter to facilitate movement within the building structure; all in accordance with Architect's specification and drawings.
Air-Tightness Tape
92A | ^^^^not exceeding 225mm wide |  | m
FLEXIBLE SHEET FINISHES
Polyflor Paletone PUR colours TBC; all materials for welding must be overlapped and grooved; laid by a specialist firm in accordance with BS 8203:2001 and the manufacturers recommendations and with an approved adhesive; including necessary preparation works; all in accordance with Architects Drawings and Specification
Floors
92B | ^^^^exceeding 300mm wide; horizontal |  | m2
Polyflor - Verona PUR colours TBC; all materials for welding must be overlapped and grooved; laid by a specialist firm in accordance with BS 8203:2001 and the manufacturers recommendations and with an approved adhesive; including necessary preparation works; all in accordance with Architects Drawings and Specification
Floors
92B | ^^^^exceeding 300mm wide; horizontal |  | m2
Polyflor - Quatro PUR colours TBC; all materials for welding must be overlapped and grooved; laid by a specialist firm in accordance with BS 8203:2001 and the manufacturers recommendations and with an approved adhesive; including necessary preparation works; all in accordance with Architects Drawings and Specification
Floors
92B | ^^^^exceeding 300mm wide; horizontal |  | m2
Quantum Profile Systems reference QCF35 - 35mm radius tapered to architraves. Securely bond to base and background using contact adhesive. Accurately mitre at corners; Capping strip: Quantum Profile Systems UCS2 PVC capping strip; where wall finish is ceramic tiles use Quantum Profiles QCT1; securely bond to background using contact adhesive, with top edge straight and parallel with floor; turn flooring material up wall, securely bond to cove former and background using adhesive specified for fixing to base, and ease top of material into edge trim; accurately mitre at corners; all joints to be hot welded in accordance with the manufacturer’s instructions.
Cove Skirtings
94C | ^^^^girth less than or equal to 150mm |  | m
Dividing Strips; between floor finishes
Sundries
95B | ^^^^dividing strip |  | m
FITTED CARPETING
Esplanade 6000 or equivalent Matting - 12mm Closed Construction with Boulevard 6000 Wipers as indicated on architect’s drawings.
Entrance mats
| ^^^^overall size 600 x 1400mm long |  | nr
| ^^^^overall size 600 x 1600mm long |  | nr
| ^^^^overall size 600 x 2000mm long |  | nr
Matwell frame; 25 x 25 aluminium edging frame and dividing t-bars (as required), to be fixed into concrete slab
Framing
| ^^^^30 x 30 x 4mm thick |  | m
Forming or leaving sinkings in concrete for door mats including all cutting and all leveling screeds required
Sundries
| ^^^^overall size 600 x 1400mm long |  | nr
| ^^^^overall size 600 x 1600mm long |  | nr
| ^^^^overall size 600 x 2000mm long |  | nr
PAINTING AND DECORATING
PAINTING
1nr coat Fleetwood or equivalent Water based Satinwood undercoat; 2nr coats Fleetwood or equivalent Water based Satinwood; All joints, nail/screw heads to be filled, fully sanded and cleaned down.
Second Fixing
| ^^^^not exceeding 300mm girth |  | m
(44) STAIRS, RAMPS FINISHES
NOTES
| Wherever products are specified by proprietary name and the phrase “or equivalent” is not included, it is to be deemed included |  | noidn
| The Tenderer's attention is drawn to the "Works Requirements within Volume A" attached, from which this element has been prepared |  | noidn
| For detailed description of workmanship see Architect's & Engineer's Drawings / Specification |  | noidn
Information generally
| 1. The work measured hereunder refers to the floor finishes associated with the new extension and within existing buildings. These works will largely be carried out adjacent to a live environment and all necessary precautions should be taken to ensure the safety of the adjacent building occupants. The Contractor MUST include herein for all costs associated with such precautions. |  | noidn
| 2. The Contractor should allow in the rates quoted hereunder, for any additional floor levelling compound & sanding that may be required to achieve a satisfactory background for the finishes as detailed within the new build. |  | noidn
| 3. The Contractor should allow in the rates quoted hereunder, for any dpm that may be required to achieve a satisfactory moisture content for the laying of finishes as detailed. |  | noidn
| 4. The Contractor should note limitations on working hours identified in Preliminaries Section of this Pricing Document. |  | noidn
| 5. The Contractor should allow in the rates quoted hereunder, for any dpm that may be required to achieve a satisfactory moisture content for the laying of finishes as detailed. |  | noidn
WOODWORK
BOARDING AND SECOND FIXINGS
Moisture resistant MDF skirting board with a bullnosed profile; countersunk, plugged and screwed to walls; inlcude for all necessary packing pieces together with filling and sanding smooth over all screw heads
Second fixings
| ^^^^ 125 mm high x 22 mm thick fixed on landings |  | m
| ^^^^average 110 - 330mm high; cut to profile of treads & risers; raking |  | m
| ^^^^edge trim to profile of stairs; fixed to concrete |  | m
Sundries
| ^^^^non hardening sealant to skirting at wall junction |  | m
FLOOR, WALL AND CEILING FINISHINGS
IN-SITE FINISHES
Chemical DPM installed in accordance with manufacturers instructions; all in accordance with Architects Drawings and Specification
Floors
| ^^^^exceeding 300mm wide; to floors |  | m2
| ^^^^exceeding 300mm wide; to landings |  | m2
| ^^^^not exceeding 300mm; threads |  | m
Levelling compound installed in accordance with manufacturers instructions; all in accordance with Architects Drawings and Specification
Floors
| ^^^^exceeding 300mm wide; to floors |  | m2
| ^^^^exceeding 300mm wide; to landings |  | m2
| ^^^^not exceeding 300mm; threads |  | m
FLEXIBLE SHEET FINISHES
Moisture suppressing DPM; 2 coat epoxy primer DPM where necessary with rising or residual moisture in accordance with the manufacturer's instructions
Work to floors on concrete surface
| ^^^^landings |  | m2
| ^^^^treads |  | m
| ^^^^risers |  | m
Floor finish type 1: Forbo - Sphera Energetic PUR. Coloues TBC. All materials for welding must be overlapped & grooved
Floors
| ^^^^landings; over 300 mm wide; in staircase areas |  | m2
| ^^^^ treads; < or = 300 mm wide |  | m
| ^^^^ risers; < or = 300 mm high |  | m
Extra over
| ^^^^proprietary cove former at junction of tread and riser |  | m
| ^^^^mill finish aluminium nosing with coloured pvc inserts or equivalent; fixing in accordance with the manufacturer's instructions to concrete background |  | m
SUSPENDED CEILINGS
600 x 600 Acoustic Grid Ceiling shall be provided to Stairscore 1 area; to be read in conjuction with architects spec
Ceilings
| ^^^^depth of suspension - 150-500mm |  | m2
Accessories
| ^^^^accoustic sealant; gyproc sealant applied around perimeter of ceiling |  | m
| ^^^^edge trim |  | m
Bulkheads
| ^^^^depth exceeding 500mm not exceeding 1000mm |  | m2
FITTED CARPETING
Esplanade 6000 or equivalent Matting - 12mm Closed Construction with Boulevard 6000 Wipers as indicated on architect’s drawings.
Entrance mats
| ^^^^overall size 600 x 1400mm long |  | nr
Matwell frame; 25 x 25 aluminium edging frame and dividing t-bars (as required), to be fixed into concrete slab
Framing
| ^^^^30 x 30 x 4mm thick |  | m
Forming or leaving sinkings in concrete for door mats including all cutting and all leveling screeds required
Sundries
| ^^^^overall size 600 x 1400mm long |  | nr
PAINTING AND DECORATING
PAINTING
Prepare and apply one coat aluminium primer prior to fixing members
General surfaces
74D | ^^^^not exceeding 300mm girth |  | m
Prepare; touch up primer and apply two undercoats, lightly sanding between coats, and one oil based paint full gloss finish to selected colour
General surfaces
74D | ^^^^not exceeding 300mm girth |  | m
One thinned coat, two full coats Crown trade Matt Vinyl or equivalent
Edge and Ceiling of staircore
| ^^^^over 300 mm girth; in staircase areas |  | m2
(45) CEILING FINISHES
NOTES
| The Tenderer's attention is drawn to the "Works Requirements within Volume A" attached, from which this element has been prepared |  | noidn
| For detailed description of workmanship see Architect's & Engineer's Drawings / Specification |  | noidn
Information generally
| 1. Notwithstanding that this Pricing Document is measured in accordance with the Agreed Rules of Measurement Fifth Edition 2024, the tenderer should note the following where works measured are not in accordance with ARM. |  | noidn
| 2. The work measured hereunder refers to the external wall scope associated with the existing SEN and Mainstream classrooms. These works will largely be carried out adjacent to a live environment and all necessary precautions should be taken to ensure the safety of the adjacent building occupants. The Contractor MUST include herein for all costs associated with such precautions. |  | noidn
| 3. The Contractor should note limitations on working hours identified in Preliminaries Section of this Pricing Document. |  | noidn
WOODWORK
IRONMONGERY, ACCESSORIES AND SUNDRIES
50mm Isover Frame Batt 32 / 60mm Isover Comfort 32 (C10A069; laid over ceiling grid; laid in accordance with manufacturers recommendations; all in accordance with Architects drawings and specification
Insulation
99D | ^^^^exceeding 300mm wide |  | m2
FLOOR, WALL AND CEILING FINISHES
SUSPENDED CEILINGS
Standard CasoLine MF Suspended Ceiling Metal Stud Partition system type CasoLine MF or equivalent standard non fire rated system to proposed office area. Refer to architects drawings for extents; Product Substantiation Report (PSR) reference C100016 (Attached in Appendix); Airborne Laboratory Sound Resistance (BS EN 717): 56RwdB; Impact Laboratory Sound Transfer (BS EN 717): 68LnwdB; Gypframe Ceiling Sections: Gypframe MF5 Ceiling Section Ceiling Section installed maximum centres: 450mm; Gypframe Primary Channels: Gypframe MF7 Primary Channel; Primary Channel installed maximum centres: 1200mm Gypframe Connecting Clips: Gypframe MF9 Connecting Clips used to connect MF5s to MF7s at every intersection; Gypframe Hanging Angle: Gypframe GA1 Steel Angle Hanging Angle installed maximum centres: 1200mm; 1 Gyproc plasterboards: Layer 1 (Inner): 12.5mm Gyproc WallBoard Screw fixings for boarding: Layer 1 (Inner): 25mm Gyproc Drywall Screws; 2mm Gyproc Skim coat plaster (or Carlite Finish) applied in accordance with Gyprocs current recommendation; refer to Architects Specification 26.
Ceilings
98A | ^^^^suspended ceiling system; ceiling depth not exceeding 150mm |  | m2
Extra over for
| ^^^^^^Moisture board Ceilings to be provided in all wet room areas, to be installed as per manufactures installation and guidelines |  | m2
Accessories
98B | ^^^^Gyproc Sealant applied around perimeter of ceiling |  | m
98B | ^^^^Airtightness Barrier |  | m
Armstrong ULTIMA+ or equivalent Suspended ceiling Tile system throughout the proposed extension; Lightly textured, unperforated, non-directional surface. Factory applied treatment for durability, impact, scratch, soil and humidity resistance. Durable edge treatment; Global White; 19mm thick 600 x 600mm modules; Prelude 24 XL2 / TLS or equivalent 24mm exposed grid system; refer to Architects specification section 24 part 3.
Ceilings
98A | ^^^^suspended ceiling system; ceiling depth not exceeding 150mm |  | m2
Accessories
98B | ^^^^perimeter trim to be provided through, fixed directly to masonry wall |  | m
98B | ^^^^Airtightness Barrier |  | m
Acoustic Ceiling Suspended ceiling system type CasoLine MF or equivalent; Product Substantiation Report (PSR) reference C10A058 / C10A059 / C10A069; Gypframe Ceiling Sections: Gypframe MF5 Ceiling Section; Ceiling Section installed maximum centres: 326-327mm; Gypframe Primary Channels: Gypframe MF7 Primary Channel Primary Channel installed maximum centres: 1000mm; Gypframe Connecting Clips: Gypframe MF9 Connecting Clips used to connect MF5s to MF7s at every intersection; Gypframe Hanging Angle: Gypframe GA1 Steel Angle Hanging Angle installed maximum centres: 900mm; 1 Gyproc plasterboards: Layer 1 (Inner): Rigitone 8-15-20 SUPER; Screw fixings for boarding: Layer 1 (Inner): 25mm Gyproc Drywall Screws; Boards should be positioned with corresponding Rigitone Spacing Tool with joints treated in line with the Rigitone Jointing Process; Gyproc DryWall screws installed at 170mm centres within the field of the board and 150mm centres along board ends; Gyproc DryWall screws must maintain a minimum 10mm penetration through metal framing components; Gyproc Wafer Head Jack-Point Screws used to fix Gypframe GA1 Angle to Gypframe MF7 Primary Channels; refer to Architects Specification 26.
Ceilings
98A | ^^^^suspended ceiling system; ceiling depth not exceeding 150mm |  | m2
Extra over for
| ^^^^Bulkheads to structural steel; not exceeding 300mm depth |  | m2
Accessories
98B | ^^^^Acoustical sealant: Gyproc Sealant applied around perimeter of ceiling |  | m
98B | ^^^^Airtightness Barrier |  | m
PAINTING AND DECORATING
PAINTING
Fleetwood Premium Acrylic Matt Emulsion Brilliant White or equivalent; Fleetwood or equivalent Primer Sealer Undercoat as recommended by manufacturer, 1no. coat; Fleetwood Premium Acrylic Matt Emulsion Brilliant White or equivalent; 2no.coats; refer to Architects specification 27.3.2.
Ceilings
99D | ^^^^exceeding 300mm wide |  | m2
**BUILDING SERVICES INSTALLATION (PIPED AND DUCTED)**
(51) HEATING CENTRE
NOTES
| Wherever products are specified by proprietary name and the phrase or equivalent is not included, it is to be deemed included |  | noidn
| The Tenderer's attention is drawn to the "Works Requirements within Volume A" attached, from which this element has been prepared |  | noidn
| For detailed description of workmanship see Mechanical & Electrical Engineer's Drawings / Specification |  | noidn
| Notwithstanding the provisions of the Agreed Rules of Measurement (ARM5), the items listed below have not been measured in accordance with ARM5. |  | noidn
| The Contractor shall allow for the full and complete provision of the works associated with these items, including all labour, materials, equipment, cabling, containment, accessories, testing and commissioning, as required by the Contract Drawings and Services Engineers Specification. No adjustment to the Contract Sum shall be made on the basis that such items have not been measured in accordance with ARM5. |  | noidn
| The Contractor shall note that notwithstanding the quantities included in this Bill of Quantities, the tendered sum shall be deemed to include for the full and complete execution of the works as described in the Services Engineers Specifications, Drawings and Schedules. |  | noidn
| The Contractor shall ensure that all plant, equipment, fixtures, ductwork, pipework, valves, dampers, controls, insulation, supports, builders work interfaces and ancillary items, whether specifically quantified or not, are fully allowed for in order to deliver a complete, coordinated and fully functioning mechanical services installation. The Contractor shall not be entitled to additional payment for any item omitted from the BoQ quantities where such item is clearly required by the drawings and/or specifications. |  | noidn
Information generally
| 1. It is brought to the Contractors attention that the proposed alterations to the extension and as such particular attention should be paid to the requirement for concealed pipework and recessed radiators together with any other requirements for an SEN Unit as detailed in the Mechanical & Electrical Engineer's Drawings / Specifications and as demanded by the requirements of a typical SEN unit. |  | noidn
| 2. Allow for bringing and removal on completions all plant required for this element of work |  | noidn
| 3. Contractor to include in his tender sum for all general and special attendances required on his mechanical sub-contractor |  | noidn
GENERAL/SPECIAL ATTENDANCE
Notes
This Element includes the following scope of works: Mechanical services (installation of complete Heating Centre and BMS installation).
Preliminary Particulars
0B | The Contractor shall include here for all items deemed necessary relating to this Element of the Works as contained in the Service Engineers Drawings and specifications, schematics and associated equipment schedules |  | item
General/Special Attendances
| The Contractor is to liaise directly with the Mechanical Specialist with regards to the provision of all attendances required for the mechanical installation; no claims will be entertained in respect of omissions or oversights on behalf of either party. Any general / special attendances listed below are for guidance purposes only. |  | noidn
108B | ^^^^provide lightweight aluminium mobile scaffolds complete with floors, ladder and handrails, for the installation of new services at high level as per the relevant drawings |  | Item
108C | ^^^^provide for hoisting of all plant as necessary |  | Item
108D | ^^^^provide for storing all plant as necessary |  | Item
108E | ^^^^provide for storing all material as necessary |  | Item
HEATING CENTRE
GENERAL
Supply, installation, testing and commissioning of a the LPHW heating centre as shown on the drawings and described in the Mechanical Specification
| Supply, install, commission and test of above Space Heating installations & BMS in accordance with the Mechanical Installation drawings and Specifications |  | Item
| Supply, install, commission and test all LPHW Pipework and fittings in boilerhouse in accordance with the Mechanical Installation drawings and Specifications |  | Item
| Supply, install, commission and test all works in relation to the BMS Controls in accordance with the Mechanical Installation drawings and Specifications |  | Item
PRIMARY EQUIPMENT
Circulating Pumps; as per Service Engineers Schedules
| Grundfos Magna3D 65/150F (twin head) or equivalent; all works, labour, materials, etc. for the supply and installation of all new pump as indicate; all in accordance with Services Engineers Drawings and Specifications |  | Item
PIPEWORK, FITTINGS AND ANCILLARIES
Distribution system; including valves, tees and bends
0W | LPHW pipework system (Low Pressure Hot Water) to Boiler House; pipework material as specified; screwed joints in running length; including supports, fittings, accessories, isolating valves, check valves, strainers, gauges, sleeves, decorative plates, expansion loops, anchors and guides; all in accordance with Services Engineers Drawings and Specifications |  | item
| LPHW pipework system (Low Pressure Hot Water); pipework material as specified; screwed joints in running length; including supports, fittings, accessories, isolating valves, check valves, strainers, gauges, sleeves, decorative plates, expansion loops, anchors and guides; all in accordance with Services Engineers Drawings and Specifications |  | Item
0X | Include here for any other valves/fixings not expressly listed above but required to complete the works |  | item
INSULATION
Insulation; in accordance with the Service Engineers Specification
0E | pipework; generally |  | item
TESTING AND COMMISSIONING
Identification
0P | Identification plates, labels and the like; as Engineer's specification |  | Item
Testing
| Flush out of new pipework |  | Item
| Pressure testing of new pipework |  | Item
0G | Sterilisation |  | Item
| Allow for installing corrosion inhibitor in the heating system once all works have been completed |  | Item
Commissioning and system validation
0F | Testing and commissioning as detailed in Engineer's specification |  | Item
0M | Warranty requirements as detailed in Engineer's specification |  | Item
Operation and maintenance manuals
0H | Operating and maintenance manuals; manuals shall be available as specified in the Mechanical Specification |  | Item
Drawing preparation
0J | Working drawings |  | Item
0K | Co-ordination drawings |  | Item
0L | As-built drawings |  | Item
General Builder's Work
0N | Marking out and supervision of all Builder's Work |  | Item
0N | fire stopping; the Contractor shall identify openings where fire stopping is required, to complete building in around containment trays and conduits, which fire stopping shall be certified by specialists |  | item
(52) DRAINAGE AND REFUSE DISPOSAL
NOTES
| Wherever products are specified by proprietary name and the phrase or equivalent is not included, it is to be deemed included |  | noidn
| The Tenderer's attention is drawn to the "Works Requirements within Volume A" attached, from which this element has been prepared |  | noidn
| For detailed description of workmanship see Mechanical & Electrical Engineer's Drawings / Specification |  | noidn
| Notwithstanding the provisions of the Agreed Rules of Measurement (ARM5), the items listed below have not been measured in accordance with ARM5. |  | noidn
| The Contractor shall allow for the full and complete provision of the works associated with these items, including all labour, materials, equipment, cabling, containment, accessories, testing and commissioning, as required by the Contract Drawings and Services Engineers Specification. No adjustment to the Contract Sum shall be made on the basis that such items have not been measured in accordance with ARM5. |  | noidn
| The Contractor shall note that notwithstanding the quantities included in this Bill of Quantities, the tendered sum shall be deemed to include for the full and complete execution of the works as described in the Services Engineers Specifications, Drawings and Schedules. |  | noidn
| The Contractor shall ensure that all plant, equipment, fixtures, ductwork, pipework, valves, dampers, controls, insulation, supports, builders work interfaces and ancillary items, whether specifically quantified or not, are fully allowed for in order to deliver a complete, coordinated and fully functioning mechanical services installation. The Contractor shall not be entitled to additional payment for any item omitted from the BoQ quantities where such item is clearly required by the drawings and/or specifications. |  | noidn
Information generally
| 1. It is brought to the Contractors attention that the proposed alterations to the extension and as such particular attention should be paid to the requirement for concealed pipework and recessed radiators together with any other requirements for an SEN Unit as detailed in the Mechanical & Electrical Engineer's Drawings / Specifications and as demanded by the requirements of a typical SEN unit. |  | noidn
| 2. Allow for bringing and removal on completions all plant required for this element of work |  | noidn
| 3. Contractor to include in his tender sum for all general and special attendances required on his mechanical sub-contractor |  | noidn
GENERAL/SPECIAL ATTENDANCE
Notes
| This Element includes the following scope of works: Mechanical services (installation of complete overground soils and wastes installation). |  | noidn
Preliminary Particulars
0B | The Contractor shall include here for all items deemed necessary relating to this Element of the Works as contained in the Service Engineers Drawing 19-052 52(M001) - T1 to 19-052 52(M005) - T1 and specifications, schematics and associated equipment schedules |  | item
General/Special Attendances
| The Contractor is to liaise directly with the Mechanical Specialist with regards to the provision of all attendances required for the mechanical installation; no claims will be entertained in respect of omissions or oversights on behalf of either party. Any general / special attendances listed below are for guidance purposes only. |  | noidn
108B | ^^^^provide lightweight aluminium mobile scaffolds complete with floors, ladder and handrails, for the installation of new services at high level as per the relevant drawings |  | Item
108C | ^^^^provide for hoisting of all plant as necessary |  | Item
108D | ^^^^provide for storing all plant as necessary |  | Item
108E | ^^^^provide for storing all material as necessary |  | Item
MECHANICAL INSTALATIONS
SOILS & WASTES SERVICES
GENERAL
Supply, install and commission of Internal Drainage systems in accordance with the General & Particular Mechanical Specification
0C | supply, install, commission and test of above ground soils and wastes installation; to BS EN 12056: Drainage Systems Inside Buildings |  | item
PRIMARY EQUIPMENT
Connection to Equipment and Sanitaryware
0D | The Mechanical Contractor shall be responsible for the installation and connections of all sanitary fitments, WC’s, WHB’s, sinks, etc., as indicated on the drawings; all in accordance with Services Engineers Drawings and Specifications |  | Item
| The Mechanical Contractor shall allow for connecting the new uPVC soils and wastes pipework for the new sanitary fitments, kitchen equipment, sinks, etc. to the waste pop-ups in the building as indicated on the drawing; all in accordance with Services Engineers Drawings and Specifications |  | Item
| The Mechanical Contractor shall allow for all final uPVC waste connections to all WHB’s, sinks, WC’s, etc. as indicated on the drawings; all in accordance with Services Engineers Drawings and Specifications |  | Item
PIPEWORK
PIPEWORK, FITTINGS AND ANCILLARIES
Waste system; including valves, tees and bends
0W | New 110mm dia. waste pop-up. Contractor shall allow for connecting the 40mm dia. waste pipework from the sink to the 110mm dia. pop-up. Builders waste socket in floor shall be completed by main contractor (1) |  | Nr
0A | New 110mm dia. waste pop-up. Contractor shall allow for connecting the 32mm dia. waste pipework from the WHB to the 110mm dia. pop-up. Builders waste socket in floor shall be completed by main contractor (2) |  | Nr
0B | New 110mm dia. waste pipework from WC waste pipework from WC shall be connected to a new 110mm dia. builders work floor socket or new 110mm dia. soil vent stack. Builders waste socket in floor shall be completed by main contractor (3) |  | Nr
| New 110mm dia. waste floor socket for soil vent pipe (SVP). Builders waste floor socket shall be installed by the main contractor. SVP shall rise to the roof level and extend 1000mm above roof level. Allow for a pipework rise of approximately 4000mm from ground level to roof level (5) |  | Nr
| Fire collar, mild steel galvanised, 2 hour fire rating installed on waste pipework passing through fire compartment floor or wall. |  | Nr
INSULATION
Insulation; in accordance with the Service Engineers Specification
0E | pipework; generally |  | item
TESTING AND COMMISSIONING
Identification
0P | Identification plates, labels and the like; as Engineer's specification |  | Item
Testing
| Flush out of new pipework |  | Item
| Pressure testing of new pipework |  | Item
0G | Sterilisation |  | Item
| Allow for installing corrosion inhibitor in the heating system once all works have been completed |  | Item
Commissioning and system validation
0F | Testing and commissioning as detailed in Engineer's specification |  | Item
0M | Warranty requirements as detailed in Engineer's specification |  | Item
Operation and maintenance manuals
0H | Operating and maintenance manuals; manuals shall be available as specified in the Mechanical Specification |  | Item
Drawing preparation
0J | Working drawings |  | Item
0K | Co-ordination drawings |  | Item
0L | As-built drawings |  | Item
General Builder's Work
0N | Marking out and supervision of all Builder's Work |  | Item
0N | fire stopping; the Contractor shall identify openings where fire stopping is required, to complete building in around containment trays and conduits, which fire stopping shall be certified by specialists |  | item
(53) WATER DISTRIBUTION
NOTES
| Wherever products are specified by proprietary name and the phrase or equivalent is not included, it is to be deemed included |  | noidn
| The Tenderer's attention is drawn to the "Works Requirements within Volume A" attached, from which this element has been prepared |  | noidn
| For detailed description of workmanship see Mechanical & Electrical Engineer's Drawings / Specification |  | noidn
| Notwithstanding the provisions of the Agreed Rules of Measurement (ARM5), the items listed below have not been measured in accordance with ARM5. |  | noidn
| The Contractor shall allow for the full and complete provision of the works associated with these items, including all labour, materials, equipment, cabling, containment, accessories, testing and commissioning, as required by the Contract Drawings and Services Engineers Specification. No adjustment to the Contract Sum shall be made on the basis that such items have not been measured in accordance with ARM5. |  | noidn
| The Contractor shall note that notwithstanding the quantities included in this Bill of Quantities, the tendered sum shall be deemed to include for the full and complete execution of the works as described in the Services Engineers Specifications, Drawings and Schedules. |  | noidn
| The Contractor shall ensure that all plant, equipment, fixtures, ductwork, pipework, valves, dampers, controls, insulation, supports, builders work interfaces and ancillary items, whether specifically quantified or not, are fully allowed for in order to deliver a complete, coordinated and fully functioning mechanical services installation. The Contractor shall not be entitled to additional payment for any item omitted from the BoQ quantities where such item is clearly required by the drawings and/or specifications. |  | noidn
Information generally
| 1. It is brought to the Contractors attention that the proposed alterations to the extension and as such particular attention should be paid to the requirement for concealed pipework and recessed radiators together with any other requirements for an SEN Unit as detailed in the Mechanical & Electrical Engineer's Drawings / Specifications and as demanded by the requirements of a typical SEN unit. |  | noidn
| 2. Allow for bringing and removal on completions all plant required for this element of work |  | noidn
| 3. Contractor to include in his tender sum for all general and special attendances required on his mechanical sub-contractor |  | noidn
GENERAL/SPECIAL ATTENDANCE
Notes
| This Element includes the following scope of works: Mechanical services (storage tanks, pipework, valves, pumps and associated ductwork, mains water, cold water and hot water distribution) |  | noidn
Preliminary Particulars
0B | The Contractor shall include here for all items deemed necessary relating to this Element of the Works as contained in the Service Engineers Drawing 19-052 53(M001) - T1 to 19-052 53(M006) - T1 and specifications, schematics and associated equipment schedules |  | item
General/Special Attendances
| The Contractor is to liaise directly with the Mechanical Specialist with regards to the provision of all attendances required for the mechanical installation; no claims will be entertained in respect of omissions or oversights on behalf of either party. Any general / special attendances listed below are for guidance purposes only. |  | noidn
108B | ^^^^provide lightweight aluminium mobile scaffolds complete with floors, ladder and handrails, for the installation of new services at high level as per the relevant drawings |  | Item
108C | ^^^^provide for hoisting of all plant as necessary |  | Item
108D | ^^^^provide for storing all plant as necessary |  | Item
108E | ^^^^provide for storing all material as necessary |  | Item
MECHANICAL INSTALATION
WATER SERVICES
GENERAL
Supply, install and commission of Water Services Systems in accordance with the General & Particular Mechanical Specification.
0E | supply, install, commission and test of the domestic hot, cold and mains water systems; in accordance with the guidelines concerning the safe design and installation of hot, cold and drinking water systems in accordance with the Services Engineers Drawings and Specifications |  | item
0F | supply, install, commission and test of mains water system; must comply fully with the Services Engineers Drawings and Specifications |  | item
PRIMARY EQUIPMENT
Connection to Equipment and Sanitaryware
| The Mechanical Contractor shall be responsible for the installation and connections of all sanitary fitments, kitchen equipment, sinks etc. as indicated on the drawings; all in accordance with Services Engineers Drawings and Specifications |  | Item
| The Mechanical Contractor shall allow for connecting the new water services pipework to all the new sanitary fitments, kitchen equipment, sinks etc. in the building as indicated on the drawing. Refer to the drawings for locations, sizes of pipework, types of pipework, etc.; all in accordance with Services Engineers Drawings and Specifications |  | Item
| The Mechanical Contractor shall allow for connecting the new water services pipework to all the new sanitary ware as indicated on the drawing; all in accordance with Services Engineers Drawings and Specifications |  | Item
Thermostatic Mixing Valves
| Thermostatic mixing valves (TMV’s) shall be fitted at all new wash hand basins and sinks (apart from the Cleaners Sink) throughout the building to prevent scalding as indicated on the drawings. The Mechanical Contractor shall allow for the supply and installation of all TMV’s; all in accordance with Services Engineers Drawings and Specifications |  | nr
Isolation Valves
| Allow for the supply and local installation of ballofix isolation valves to all mains water supply pipework to the new sanitary ware fitments as indicated on the drawings so that the mains water supply to each sanitary ware fitments can be easily isolated; all in accordance with Services Engineers Drawings and Specifications |  | nr
| Allow for the supply and local installation of ballofix isolation valves to all cold water supply pipework to the new sanitary ware fitments as indicated on the drawings so that the cold water supply to each sanitary ware fitment can be easily isolated. Ballofix valves are to be installed on all cold water supplies to all new sanitary ware fittings so that it they are capable of independent isolation; all in accordance with Services Engineers Drawings and Specifications |  | nr
| Allow for the supply and local installation of ballofix isolation valves to all hot water supply pipework to the new sanitary ware fitments as indicated on the drawings so that the hot water supply to each sanitary ware fitment can be easily isolated. Ballofix valves are to be installed on all hot water supplies to all new sanitary ware fittings so that it they are capable of independent isolation; all in accordance with Services Engineers Drawings and Specifications |  | nr
| Allow for the supply and local installation of ballofix isolation valves to all hot water return pipework to the new sanitary ware fitments as indicated on the drawings so that the hot water return to each sanitary ware fitment can be easily isolated; all in accordance with Services Engineers Drawings and Specifications |  | nr
PIPEWORK
Distribution system; including valves, tees and bends
0C | 15mm dia.MWS pipework; mains water supply system; pipework material as specified; screwed joints in running length; including supports, fittings, accessories, isolating valves, check valves, strainers, gauges, sleeves, decorative plates, expansion loops, anchors and guides; all in accordance with Services Engineers Drawings and Specifications |  | m
0A | 15mm DIA.CWS pipework; cold water supply system; pipework material as specified; screwed joints in running length; including supports, fittings, accessories, isolating valves, check valves, strainers, gauges, sleeves, decorative plates, expansion loops, anchors and guides; all in accordance with Services Engineers Drawings and Specifications |  | m
0A | 22mm DIA. CWS pipework; cold water supply system; pipework material as specified; screwed joints in running length; including supports, fittings, accessories, isolating valves, check valves, strainers, gauges, sleeves, decorative plates, expansion loops, anchors and guides; all in accordance with Services Engineers Drawings and Specifications |  | m
0W | 15mm dia.HWSF; hot water supply system; pipework material as specified; screwed joints in running length; including supports, fittings, accessories, isolating valves, check valves, strainers, gauges, sleeves, decorative plates, expansion loops, anchors and guides; all in accordance with Services Engineers Drawings and Specifications |  | m
0W | 22mm dia.HWSF; hot water supply system; pipework material as specified; screwed joints in running length; including supports, fittings, accessories, isolating valves, check valves, strainers, gauges, sleeves, decorative plates, expansion loops, anchors and guides; all in accordance with Services Engineers Drawings and Specifications |  | m
| 15mm dia.HWSR pipework; hot water return system; pipework material as specified; screwed joints in running length; including supports, fittings, accessories, isolating valves, check valves, strainers, gauges, sleeves, decorative plates, expansion loops, anchors and guides; all in accordance with Services Engineers Drawings and Specifications |  | m
PIPEWORK, FITTINGS AND ANCILLARIES
Distribution system; including valves, tees and bends
| 15mm CWS to WC pipework shall be concealed in the wall (1) |  | Nr
| 15mm CWS, 15mm HWSF & 15mm HWSR to WH C/W thermostatic mixing valve (TMV). Pipework shall be concealed within the furniture/wall (2) |  | Nr
| 15mm MWS, 15mm CWS, 15mm HWSF & 15mm (HWSR to sink C/W thermostatic mixing valve (TMV). Pipework shall be concealed within the furniture/wall (3) |  | Nr
| 15mm dia. bend to MWS pipework. Pipework to be concealed in the furniture/wall |  | Nr
| 15mm dia. bend to CWS pipework. Pipework to be concealed in the furniture/wall |  | Nr
| 22mm dia. bend to CWS pipework. Pipework to be concealed in the furniture/wall |  | Nr
| 15mm dia. bend to HWSF pipework. Pipework to be concealed in the furniture/wall |  | Nr
| 22mm dia. bend to HWSF pipework. Pipework to be concealed in the furniture/wall |  | Nr
| 15mm dia. bend to HWSR pipework. Pipework to be concealed in the furniture/wall |  | Nr
| 15mm dia. tee to CWS pipework. Pipework to be concealed in the furniture/wall |  | Nr
| 15mm dia. tee to HWSF pipework. Pipework to be concealed in the furniture/wall |  | Nr
| 22mm dia. tee to HWSF pipework. Pipework to be concealed in the furniture/wall |  | Nr
| 15mm dia. tee to HWRF pipework. Pipework to be concealed in the furniture/wall |  | Nr
0X | Include here for any other valves/fixings not expressly listed above but required to complete the works |  | item
INSULATION
Insulation; in accordance with the Service Engineers Specification
0E | pipework; generally |  | item
TESTING AND COMMISSIONING
Identification
0P | Identification plates, labels and the like; as Engineer's specification |  | Item
Testing
| Flush out of new pipework |  | Item
| Pressure testing of new pipework |  | Item
0G | Sterilisation of cold water tank and the water system |  | Item
Commissioning and system validation
0F | Testing and commissioning as detailed in Engineer's specification |  | Item
| Allow for installing corrosion inhibitor in the heating system once all works have been completed |  | Item
0M | Warranty requirements as detailed in Engineer's specification |  | Item
Operation and maintenance manuals
0H | Operating and maintenance manuals; manuals shall be available as specified in the Mechanical Specification |  | Item
Drawing preparation
0J | Working drawings |  | Item
0K | Co-ordination drawings |  | Item
0L | As-built drawings |  | Item
General Builder's Work
0N | Marking out and supervision of all Builder's Work |  | Item
0N | fire stopping; the Contractor shall identify openings where fire stopping is required, to complete building in around containment trays and conduits, which fire stopping shall be certified by specialists |  | item
(56) SPACE HEATING
NOTES
| Wherever products are specified by proprietary name and the phrase or equivalent is not included, it is to be deemed included |  | noidn
| The Tenderer's attention is drawn to the "Works Requirements within Volume A" attached, from which this element has been prepared |  | noidn
| For detailed description of workmanship see Mechanical & Electrical Engineer's Drawings / Specification |  | noidn
| Notwithstanding the provisions of the Agreed Rules of Measurement (ARM5), the items listed below have not been measured in accordance with ARM5. |  | noidn
| The Contractor shall allow for the full and complete provision of the works associated with these items, including all labour, materials, equipment, cabling, containment, accessories, testing and commissioning, as required by the Contract Drawings and Services Engineers Specification. No adjustment to the Contract Sum shall be made on the basis that such items have not been measured in accordance with ARM5. |  | noidn
| The Contractor shall note that notwithstanding the quantities included in this Bill of Quantities, the tendered sum shall be deemed to include for the full and complete execution of the works as described in the Services Engineers Specifications, Drawings and Schedules. |  | noidn
| The Contractor shall ensure that all plant, equipment, fixtures, ductwork, pipework, valves, dampers, controls, insulation, supports, builders work interfaces and ancillary items, whether specifically quantified or not, are fully allowed for in order to deliver a complete, coordinated and fully functioning mechanical services installation. The Contractor shall not be entitled to additional payment for any item omitted from the BoQ quantities where such item is clearly required by the drawings and/or specifications. |  | noidn
Information generally
| 1. It is brought to the Contractors attention that the proposed alterations to the extension and as such particular attention should be paid to the requirement for concealed pipework and recessed radiators together with any other requirements for an SEN Unit as detailed in the Mechanical & Electrical Engineer's Drawings / Specifications and as demanded by the requirements of a typical SEN unit. |  | noidn
| 2. Allow for bringing and removal on completions all plant required for this element of work |  | noidn
| 3. Contractor to include in his tender sum for all general and special attendances required on his mechanical sub-contractor |  | noidn
GENERAL/SPECIAL ATTENDANCE
Notes
| This Element includes the following scope of works: Mechanical heating services (installation of heating system, pipework, radiators etc.). |  | noidn
Preliminary Particulars
0B | The Contractor shall include here for all items deemed necessary relating to this Element of the Works as contained in the Service Engineers Drawing 19-052 56(M001) - T1 to 19-052 56(M006) - T1 and specifications, schematics and associated equipment schedules |  | item
General/Special Attendances
| The Contractor is to liaise directly with the Mechanical Specialist with regards to the provision of all attendances required for the mechanical installation; no claims will be entertained in respect of omissions or oversights on behalf of either party. Any general / special attendances listed below are for guidance purposes only. |  | noidn
108B | ^^^^provide lightweight aluminium mobile scaffolds complete with floors, ladder and handrails, for the installation of new services at high level as per the relevant drawings |  | Item
108C | ^^^^provide for hoisting of all plant as necessary |  | Item
108D | ^^^^provide for storing all plant as necessary |  | Item
108E | ^^^^provide for storing all material as necessary |  | Item
MECHANICAL INSTALATION
SPACE HEATING SERVICES
GENERAL
Supply, install and commission of all heating systems in accordance with the General & Particular Mechanical Specification
0F | supply, install, commission and test of space heating installation system |  | Item
PRIMARY EQUIPMENT
Supply, install and fit radiators as specified in the schedule as indicated on the drawings. new steel panel surface mounted low H20 radiators shall be supplied and installed by the mechanical contractor throughout the building indicated on the drawings. the mechanical contractor shall measure up on site and confirm to the Employer's Representative that the radiators scheduled are suitable in all respects for the locations indicated. final locations of all radiators to be agreed on site. radiators shall not be ordered until all locations and sizes have been agreed with the Employer's Representative on site
| Maxi WF recessed panel radiators; type 11; size 590 x 630 x 130mm; output @ ΔT458 |  | Nr
| Maxi WF recessed panel radiators; type 11; size 590 x 1030 x 130mm; output @ ΔT890 |  | Nr
| Maxi WF recessed panel radiators; type 11; size 590 x 1430 x 130mm; output @ ΔT1321 |  | Nr
| Maxi WF recessed panel radiators; type 11; size 590 x 2030 x 130mm; output @ ΔT1969 |  | Nr
LPHW radiant panels will be provided in the central activities space controlled via a 2-port valve arrangement. all radiant panels will be insulated and fixed to the ceiling, with no exposed chain suspension system visible. the radiant panels will be constructed from 1.25mm thick steel plate
| Carobline grid radiant panels; 595 x 2992mm; output @ ΔT863 |  | Nr
2-port room motorised valve (linked to BMS system)
| All the radiators in the classrooms are indicated on the drawings shall be provided with individual room temperature control by means of two-port motorised valves that are fed from a digital room temperature stat |  | Nr
Wall mounted room thermostat (linked to BMS system)
| All room stats as indicated that are to be installed in conjunction with the two-port valve to control the heating within the specified rooms shall be digital stats as specified and indicated below |  | Nr
Thermostatic radiator valve
| The mechanical contractor shall allow for all necessary radiator control valves for all radiators. control valves for all radiators shall be of the easy clean pattern chromium plated with grey grip moulded hand wheels on the flow and lock shield chromium plated valves on the return. radiator valves shall be scanflow type or equivalent |  | Nr
Lockshield radiator valve
| The mechanical contractor shall allow for all necessary radiator control valves for all radiators. control valves for all radiators shall be of the easy clean pattern chromium plated with grey grip moulded hand wheels on the flow and lock shield chromium plated valves on the return. radiator valves shall be scanflow type or equivalent |  | Nr
Isolation valve
| The mechanical contractor shall allow for all necessary radiator control valves for all radiators. control valves for all radiators shall be of the easy clean pattern chromium plated with grey grip moulded hand wheels on the flow and lock shield chromium plated valves on the return. radiator valves shall be scanflow type or equivalent |  | Nr
Commissioning set
| The contractor shall ensure that the valves are installed immediately before the two-port valve. valves shall not be mounted with the test plugs pointing in a downward direction; otherwise they may act as dirt pockets. measuring devices must provide flow measurement accuracy to within =/- 5% under the design service conditions and must be suitable for the application such that the differential pressure produced is consistent with achieving measurement accuracy |  | Nr
PIPEWORK
Distribution system; pipework to Service Engineers Specification; exposed pipework to be painted with two coats of inhibitor paint and two coats of red oxide paint
| 15mm dia. flow and return pipe |  | m
| 20mm dia. flow and return pipe |  | m
| 15mm dia. flow and return pipe below floor level from heating manifold arrangement |  | m
PIPEWORK FITTINGS AND ANCILLARIES
Distribution system; pipework to Service Engineers Specification; exposed pipework to be painted with two coats of inhibitor paint and two coats of red oxide paint
| 15mm dia. flow and return pipe;bends |  | Nr
| 15mm dia. flow and return pipe; tees |  | Nr
| 20mm dia. flow and return pipe; bends |  | Nr
| 20mm dia. flow and return pipe; tees |  | Nr
| 15mm dia. flow and return pipe below floor level from heating manifold arrangement; bends |  | Nr
| 15mm dia. flow and return pipe below floor level from heating manifold arrangement; tees |  | Nr
INSULATION
Insulation; in accordance with the Service Engineers Specification
0E | pipework; generally |  | item
TESTING AND COMMISSIONING
Identification
0P | Identification plates, labels and the like; as Engineer's specification |  | Item
Testing
| Flush out of new pipework |  | Item
| Pressure testing of new pipework |  | Item
0G | Power flushing |  | Item
Commissioning and system validation
0F | Testing and commissioning as detailed in Engineer's specification |  | Item
| Allow for installing corrosion inhibitor in the heating system once all works have been completed |  | Item
0M | Warranty requirements as detailed in Engineer's specification |  | Item
Operation and maintenance manuals
0H | Operating and maintenance manuals; manuals shall be available as specified in the Mechanical Specification |  | Item
Drawing preparation
0J | Working drawings |  | Item
0K | Co-ordination drawings |  | Item
0L | As-built drawings |  | Item
General Builder's Work
0N | Marking out and supervision of all Builder's Work |  | Item
0N | fire stopping; the Contractor shall identify openings where fire stopping is required, to complete building in around containment trays and conduits, which fire stopping shall be certified by specialists |  | item
(57) VENTILATION SERVICES
NOTES
| Wherever products are specified by proprietary name and the phrase or equivalent is not included, it is to be deemed included |  | noidn
| The Tenderer's attention is drawn to the "Works Requirements within Volume A" attached, from which this element has been prepared |  | noidn
| For detailed description of workmanship see Mechanical & Electrical Engineer's Drawings / Specification |  | noidn
| Notwithstanding the provisions of the Agreed Rules of Measurement (ARM5), the items listed below have not been measured in accordance with ARM5. |  | noidn
| The Contractor shall allow for the full and complete provision of the works associated with these items, including all labour, materials, equipment, cabling, containment, accessories, testing and commissioning, as required by the Contract Drawings and Services Engineers Specification. No adjustment to the Contract Sum shall be made on the basis that such items have not been measured in accordance with ARM5. |  | noidn
| The Contractor shall note that notwithstanding the quantities included in this Bill of Quantities, the tendered sum shall be deemed to include for the full and complete execution of the works as described in the Services Engineers Specifications, Drawings and Schedules. |  | noidn
| The Contractor shall ensure that all plant, equipment, fixtures, ductwork, pipework, valves, dampers, controls, insulation, supports, builders work interfaces and ancillary items, whether specifically quantified or not, are fully allowed for in order to deliver a complete, coordinated and fully functioning mechanical services installation. The Contractor shall not be entitled to additional payment for any item omitted from the BoQ quantities where such item is clearly required by the drawings and/or specifications. |  | noidn
Information generally
| 1. It is brought to the Contractors attention that the proposed alterations to the extension and as such particular attention should be paid to the requirement for concealed pipework and recessed radiators together with any other requirements for an SEN Unit as detailed in the Mechanical & Electrical Engineer's Drawings / Specifications and as demanded by the requirements of a typical SEN unit. |  | noidn
| 2. Allow for bringing and removal on completions all plant required for this element of work |  | noidn
| 3. Contractor to include in his tender sum for all general and special attendances required on his mechanical sub-contractor |  | noidn
GENERAL/SPECIAL ATTENDANCE
Notes
0P | This Element includes the following scope of works: Mechanical services (supply and extract ventilation systems). |  | noidn
0A | Fire dampers/fire collars are to be provided on all ducts where penetrations of fire barriers occur. The contractor must include for this requirement in their rates. |  | noidn
0B | All ductwork and grill boxes connected to fan ventilation units are to be fully insulated with foil backed Class O fire rated insulation; this is deemed to be included. |  | noidn
0C | All ductwork must be installed in accordance with DW144. |  | noidn
Preliminary Particulars
0B | The Contractor shall include here for all items deemed necessary relating to this Element of the Works as contained in the Service Engineers Drawing 19-052 57(M001) - T1 to 19-052 57(M006) - T1 and specifications, schematics and associated equipment schedules |  | item
General/Special Attendances
| The Contractor is to liaise directly with the Mechanical Specialist with regards to the provision of all attendances required for the mechanical installation; no claims will be entertained in respect of omissions or oversights on behalf of either party. Any general / special attendances listed below are for guidance purposes only. |  | noidn
108B | ^^^^provide lightweight aluminium mobile scaffolds complete with floors, ladder and handrails, for the installation of new services at high level as per the relevant drawings |  | Item
108C | ^^^^provide for hoisting of all plant as necessary |  | Item
108D | ^^^^provide for storing all plant as necessary |  | Item
108E | ^^^^provide for storing all material as necessary |  | Item
MECHANICAL INSTALATION
VENTILATION SERVICES
GENERAL
Supply, install and commission of Ventilation Systems in accordance with the General & Particular Mechanical Specification.
0E | supply, install, commission and test of mechanical ventilation systems; shall be installed in accordance with BS 5656 |  | item
PRIMARY EQUIPMENT
In-line mounted extract fans shall be extremely quiet. fan casing manufactured in plastic material and fitted with rubber seals on the inlet and outlet to absorb vibrations. fan shall have a body that can be removed without dismantling the adjacent ducting
| TD500/150 silent ecowattt, 300m3/hr@100pa 0.2W/L/sec in-line duct mounted extract fan. controlled by remote PIR sensor as CPFL-S c/w 15min overrun timer |  | Nr
Recessed extract air grill, grill recessed into the suspended ceiling
| 160mm diameter disc valve as KSU exhaust valve. grilles shall have RAL 9010 colour finish. samples of all grille/diffuser types to be provided on request. all grilles shall be manufactured from sheet metal with a stove enamelled finish |  | Nr
Recessed passive supply air grill, grill recessed into the suspended ceiling
| 160mm diameter disc valve as KI 125 supply valve. grilles shall have RAL 9010 colour finish. samples of all grille/diffuser types to be provided on request. all grilles shall be manufactured from sheet metal with a enamelled white finish. the outer body is fitted with a gasket to form an airtight seal with the mounting ring |  | Nr
Heat recovery unit that shall be semi-recessed installed in the ceiling void
| The contractor shall allow for supply, installation, testing and commissioning of all the heat recovery units as indicated on the drawings. this includes the heat recovery unit, associated controls, associated works, duct work, etc. Model ref KERS 50 heat recovery unit, or equivalent |  | Nr
External wall mounted louvre for stale air extract from the heat recovery unit; lourves shall have a metal aluminium finish, have stainless steel bird mesh and be suitable for external use. sample of all grille/diffuser types to be provided on request, all lourves shall be spray painted to a RAL colour to match he external cladding on the building, the grilles to be finishes with a polyester powder coating to RAL colour to match the external cladding on the building
| WL38 rectangular cast external lourve with 45 degree blade slope, 300mm diameter, overall size grill 345 x 345mm |  | Nr
External wall mounted louvre for fresh air supply to the heat recovery unit; lourves shall have a metal aluminium finish, have stainless steel bird mesh and be suitable for external use. sample of all grille/diffuser types to be provided on request, all lourves shall be spray painted to a RAL colour to match he external cladding on the building, the grilles to be finishes with a polyester powder coating to RAL colour to match the external cladding on the building
| WL38 rectangular cast external lourve with 45 degree blade slope, 300mm diameter, overall size grill 345 x 345mm |  | Nr
External wall mounted extract louvre; lourves shall have a metal aluminium finish, have stainless steel bird mesh and be suitable for external use. sample of all grille/diffuser types to be provided on request, all lourves shall be spray painted to a RAL colour to match he external cladding on the building, the grilles to be finishes with a polyester powder coating to RAL colour to match the external cladding on the building
| WL38 rectangular cast external lourve with 45 degree blade slope, 160mm diameter ductwork, overall size 257 x 257mm |  | Nr
External wall mounted passive louvres shall have a metal aluminium finish with steel bird mesh, be suitable for external use. samples of all air grille/diffuser types to be provided on request. all louvres shall be spray painted to a RAL colour to match the external cladding on the building. the grilles shall be finished with a polyester powder coated to match external cladding on the building
| WL38 rectangualr cast external louvre with 45 degree blade slope, 150mm diameter ductwork, overall size 257 x 257mm |  | Nr
| WL38 rectangular cast external louvre with 45 degree blade slope 200mm diameter ductwork, overall size 307 x 307mm |  | Nr
Ceiling mounted remote PIR sensor for control of extract fan for the toilets
| All fans for the toilets shall be controlled by a remote PIR sensor. the PIR sensor shall be sensitive to infared radiation emitted by bodies in movement, with a 360 degree angle as CPFL-S |  | Nr
Volume control balancing damper shall be manufactured from aluminium and shall be complete with spigot connections as required. balancing dampers shall be opposed blade type balancing dampers shall include a device for positioning and locking the damper blades. the positions of all manual dampers, as set after final regulation, shall be indelibly marked at the adjusting devices. standard volume control dampers for rectangular ductwork shall be "HVC-NCA series 900 (model b) for rectangular duct (or equivalent) supplied by lindab, or equivalent
| Standard volume control dampers for rectangular ductwork shall be "HVC-NCA series 900 (model b) for rectangular duct or (model c) for circular duct (or equivalent) supplied by lindab, or equivalent. |  | Nr
External wall mounted heat recovery louvre
Nr
Heat Recovery Unit;The contractor shall allow for supply, installation, testing and commissioning of all the heat recovery units as indicated on the drawings. this includes the heat recovery unit, associated controls, associated works, duct work, etc. Model ref KERS 50 heat recovery unit, or equivalent
| Max air flow speed of 50mc/hr, air exchange of 25mc/hr. heat recovery efficiency of 97% noise level at max speed 30db and 11db from 3m away. working range of -20/50 degrees. |  | Nr
Classroom semi-recessed heat recovery unit;The contractor shall allow for supply, installation, testing and commissioning of all the heat recovery units as indicated on the drawings. this includes the heat recovery unit, associated controls, associated works, duct work, etc. Sense SNH 1000-H-OE1
| Nominal air flow 1000m3/hr at a frequency of 50 hz. 230V heat recovery unit; horizontal |  | Nr
| The contractor shall allow for supply, installation, testing and commissioning of all the heat recovery units as indicated on the drawings. this includes the heat recovery unit, associated controls, associated works, duct work, etc. Sense SNH 1000-H-OE1 |  | Nr
DUCTWORK
| 300mm Dia. duct for fresh air supply to the heat recovery unit shall be installed at H/L in the ceiling void and shall discharge through the external wall ductwork shall be installed |  | m
| 300mm Dia. duct for stale air return from the heat recovery unit shall be installed at H/L in the ceiling void and shall discharge through the external wall. ductwork shall be insulated |  | m
| 100mm Dia. extract duct exiting the building at high level at approximately 3500mm (to centre of the duct) above finished floor level. the duct shall be terminated into a wall mounted extract louvre. duct shall be installed at H/L in the ceiling void and shall discharge through the external wall at H/L as indicated |  | m
| 110mm Dia. supply/extract duct exiting the building at high level from the new wall mounted heat recovery unit. size of external grill shall match size of duct. duct shall be installed at H/L and shall discharge through the external wall as indicated |  | m
| 200mm Dia. passive duct exiting the building at high level at approximately 3500mm (to centre of the duct) above finished floor level. the duct shall be terminated into a wall mounted passive louvre, duct shall be installed at H/L in the ceiling void and shall discharge through the external wall at H/L as indicated |  | m
DUCTWORK, FITTINGS AND ANCILLARIES
Distribution system; galvanised steel; installed in accordance with Mechanical Drawings and Specification
0A | 300mm Dia. duct for fresh air supply to the heat recovery unit shall be installed at H/L in the ceiling void; bends |  | Nr
| 300mm Dia. duct for stale air return from the heat recovery unit shall be installed at H/L in the ceiling void; bends |  | Nr
0X | 200mm Dia. passive duct exiting the building at high level at approximately 3500mm (to centre of the duct) above finished floor level. the duct shall be terminated into a wall mounted passive louvre, duct shall be installed at H/L in the ceiling void; bends |  | Nr
Labelling and identification
| All items of equipment such as heat recovery units, fans, dampers, etc. whatsoever, supplied and fitted by the Contractor under this section of the contract shall be provided with labels of approximate size 150 mm x 80 mm x 1.63 mm s.w.g. In general, all labels on equipment shall be engraved on rigid plastic plates and secured to the item of equipment by means of screws; all in accordance with Services Engineers Drawings and Specifications |  | Item
INSULATION
Insulation; in accordance with the Service Engineers Specification
0E | pipework; generally |  | item
TESTING AND COMMISSIONING
Identification
0P | Identification plates, labels and the like; as Engineer's specification |  | Item
Testing
0F | Testing and commissioning as detailed in Engineer's specification |  | Item
Commissioning and system validation
| The Contractor shall employ a suitably qualified company to carry out the commissioning. This shall include flow rates for each grill and the balancing of the dampers and fans to achieve the required flow rate in each room as indicated on the drawings. |  | Item
0G | Commissioning report confirming the actual flow rate of each gill to the design flow rate and the reason for any discrepancies |  | Item
0M | Warranty requirements as detailed in Engineer's specification |  | Item
Operation and maintenance manuals
0H | Operating and maintenance manuals; manuals shall be available as specified in the Mechanical Specification |  | Item
Drawing preparation
0J | Working drawings |  | Item
0K | Co-ordination drawings |  | Item
0L | As-built drawings |  | Item
General Builder's Work
0N | Marking out and supervision of all Builder's Work |  | Item
0N | fire stopping; the Contractor shall identify openings where fire stopping is required, to complete building in around containment trays and conduits, which fire stopping shall be certified by specialists |  | item
(69) COMMISSIONING, INSTRUCTION TO CLIENT AND HANDOVER ELECTRICAL INSTALLATIONS
NOTES
| Wherever products are specified by proprietary name and the phrase or equivalent is not included, it is to be deemed included |  | noidn
| The Tenderer's attention is drawn to the "Works Requirements within Volume A" attached, from which this element has been prepared |  | noidn
| For detailed description of workmanship see Mechanical & Electrical Engineer's Drawings / Specification |  | noidn
| Notwithstanding the provisions of the Agreed Rules of Measurement (ARM5), the items listed below have not been measured in accordance with ARM5. |  | noidn
| The Contractor shall allow for the full and complete provision of the works associated with these items, including all labour, materials, equipment, cabling, containment, accessories, testing and commissioning, as required by the Contract Drawings and Services Engineers Specification. No adjustment to the Contract Sum shall be made on the basis that such items have not been measured in accordance with ARM5. |  | noidn
| The Contractor shall note that notwithstanding the quantities included in this Bill of Quantities, the tendered sum shall be deemed to include for the full and complete execution of the works as described in the Services Engineers Specifications, Drawings and Schedules. |  | noidn
| The Contractor shall ensure that all plant, equipment, fixtures, ductwork, pipework, valves, dampers, controls, insulation, supports, builders work interfaces and ancillary items, whether specifically quantified or not, are fully allowed for in order to deliver a complete, coordinated and fully functioning mechanical services installation. The Contractor shall not be entitled to additional payment for any item omitted from the BoQ quantities where such item is clearly required by the drawings and/or specifications. |  | noidn
Information generally
| 1. It is brought to the Contractors attention that the proposed alterations to the extension and as such particular attention should be paid to the requirement for concealed pipework and recessed radiators together with any other requirements for an SEN Unit as detailed in the Mechanical & Electrical Engineer's Drawings / Specifications and as demanded by the requirements of a typical SEN unit. |  | noidn
| 2. Allow for bringing and removal on completions all plant required for this element of work |  | noidn
| 3. Contractor to include in his tender sum for all general and special attendances required on his mechanical sub-contractor |  | noidn
MECHANICAL INSTALATIONS
Testing & Commissioning of Mechanical Systems
| Testing, balancing and commissioning of all mechanical services installations, including heating, ventilation, water services and associated controls; complete system testing to demonstrate full compliance with specification and design intent |  | Item
| Commissioning of LPHW heating systems, including pipework, pumps, valves and heat emitters, complete with witnessing and provision of commissioning records |  | Item
| Commissioning of ventilation systems, including extract, supply and heat recovery systems, complete with air‑flow measurements, balancing and commissioning reports confirming design flow rates |  | Item
| Testing and commissioning of water services installations, including pressure testing, disinfection, flushing and functional verification as specified |  | Item
| Attendance at witness testing by the Employer’s Representative and provision of all required test certificates and commissioning documentation |  | Item
Operation & Maintenance Manuals and Handover
| Preparation and submission of Operation & Maintenance (O&M) Manuals for all mechanical services installations, complete with manufacturers’ data sheets, test certificates, commissioning records and maintenance instructions |  | Item
| Provision of as‑installed system descriptions, control philosophies and recommended maintenance schedules within O&M manuals |  | Item
| Provision of training and demonstration to the Client’s representatives on the correct operation of installed mechanical services systems |  | Item
| Final handover of mechanical services installations, including delivery of O&M manuals, certificates, commissioning reports and confirmation of satisfactory system operation |  | Item
**BUILDING SERVICES INSTALLATION (MAINLY ELECTRICAL)**
(61) ELECTRICAL SUPPLY AND MAIN DISTRIBUTION
NOTES
| Wherever products are specified by proprietary name and the phrase or equivalent is not included, it is to be deemed included |  | noidn
| The Tenderer's attention is drawn to the "Works Requirements within Volume A" attached, from which this element has been prepared |  | noidn
| For detailed description of workmanship see Mechanical & Electrical Engineer's Drawings / Specification |  | noidn
| Notwithstanding the provisions of the Agreed Rules of Measurement (ARM5), the items listed below have not been measured in accordance with ARM5. |  | noidn
| The Contractor shall allow for the full and complete provision of the works associated with these items, including all labour, materials, equipment, cabling, containment, accessories, testing and commissioning, as required by the Contract Drawings and Services Engineers Specification. No adjustment to the Contract Sum shall be made on the basis that such items have not been measured in accordance with ARM5. |  | noidn
| The Contractor shall note that notwithstanding the quantities included in this Bill of Quantities, the tendered sum shall be deemed to include for the full and complete execution of the works as described in the Services Engineers Specifications, Drawings and Schedules. |  | noidn
| The Contractor shall ensure that all equipment, fittings, lighting controls, sensors, switches, cabling, containment systems, wiring accessories, supports and ancillary items, builders work interfaces, whether specifically quantified or not, are fully allowed for in order to deliver a complete, coordinated and fully functioning electrical services installation. The Contractor shall not be entitled to additional payment for any item omitted from the BoQ quantities where such item is clearly required by the drawings and/or specifications. |  | noidn
Information generally
| 1. It is brought to the Contractors attention that the proposed alterations to the extension and as such particular attention should be paid to the requirement for concealed pipework and recessed radiators together with any other requirements for an SEN Unit as detailed in the Mechanical & Electrical Engineer's Drawings / Specifications and as demanded by the requirements of a typical SEN unit. |  | noidn
| 2. Allow for bringing and removal on completions all plant required for this element of work |  | noidn
| 3. Contractor to include in his tender sum for all general and special attendances required on his mechanical sub-contractor |  | noidn
GENERAL/SPECIAL ATTENDANCE
Notes
0K | This Element includes the following scope of works: Electrical services in Supply and Main Distribution |  | Note
Preliminary Particulars
0L | The Contractor shall include here for all items deemed necessary relating to this Element of the Works as contained in the Service Engineers Drawing Nr's.19-052 62(E001) - T1 to 19-052 62(E005) - T1, specification, schematics and associated equipment schedules |  | item
General/Special Attendances
| The Contractor is to liaise directly with the Electrical Specialist with regards to the provision of all attendances required for the mechanical installation; no claims will be entertained in respect of omissions or oversights on behalf of either party. Any general / special attendances listed below are for guidance purposes only. |  | noidn
108B | ^^^^provide lightweight aluminium mobile scaffolds complete with floors, ladder and handrails, for the installation of new services at high level as per the relevant drawings |  | Item
108C | ^^^^provide for hoisting of all plant as necessary |  | Item
108D | ^^^^provide for storing all plant as necessary |  | Item
108E | ^^^^provide for storing all material as necessary |  | Item
LV INSTALLATIONS
GENERAL
System; supply, install and commission of LV Electrical Centre and Main Distribution installation, including all switchgear, distribution boards, enclosures, breakers, fuses, glands, switches, meters, transformers, indicators, supports, fixings, hangers, grounds, busbar, loops, casings, plating, isolators and surge protection; including all associated unistrut support framework, bracketing, supports, secondary steelwork, earthing, tags, accessories, etc as required in accordance with the Electrical Drawings 19-052 62(E001) - T1 to 19-052 62(E005) - T1
0F | supply, install, test and commission of Power Distribution system; complete |  | item
| The Electrical Contractor shall allow for the supply and installation of a new sub distribution board (NSDB-01) |  | Nr
PRIMARY EQUIPMENT
Equipment; including all MCB's, RCBO's, contactors, surge arrestors, cable end boxes, interconnections, fuses, traffolyte designation labels and all other items required to complete
| Supply and install, connect, test and commission sub distribution electrical board (SDB-01) |  | Item
| Supply and install, connect, test and commission sub distribution electrical board (SDB-02) |  | Item
Accessories associated with terminal equipment; supply and install accessories, all as per Engineer's Drawings and the Electrical Specification.
0F | MCB's |  | item
0G | MCCB's |  | item
0H | RCBO circuit breakers |  | item
0J | circuit breakers |  | item
0K | tap off units |  | item
0L | fuse tp's |  | item
0M | switch fuse sp's |  | item
0N | 3-phase ESB CT meter |  | item
0P | surge protection |  | item
0Q | generation meters |  | item
0R | ac isolators |  | item
0S | isolator switches |  | item
0T | multi function meters; RS485 modbus metering interface with BMS |  | item
0U | Include here for any other accessories not expressly listed above but required to complete the works |  | item
Accessories associated with electronic surge protection; supply and install accessories, all as per Engineer's Drawings and the Electrical Specification.
| TP & N incomer on the new Sub Electrical Distribution Board (SDB.01) - (Type 2 combined lightning & SPD). |  | item
| TP & N incomer on all the new Sub-Distribution Board (Type 2 combined lightning & SPD). |  | item
| SP & N incomer on the new Fire Alarm Panel – (Type 2 combined lightning & SPD). |  | item
| SP & N incomer on the PV Panel supply – (Type 2 combined lightning & SPD). |  | item
Accessories associated with electrical check meters; supply and install accessories, all as per Engineer's Drawings and the Electrical Specification.
| Supply and install electricity check meter shall be installed in the new sub electrical boards as indicated on the drawings; PowerLogic PM5000 series , or equivalent; check meter shall be interfaced to the Buildings Management System; all in accordance with the Service Engineers Drawings and Specification |  | Item
Supply and install all necessary cabling including all control cabling including isolators, mccb, terminations, testing, monitoring etc. all strictly in accordance with the Service Engineers Drawings and Specification
LV Installations Cabling
0V | LV installations cabling |  | item
Final circuits (including points terminations) supply and installation of the following LV services; including all wiring, concealed conduits, back boxes, glanding, terminating, earthing, bonding and the like etc. as required, all as per Engineer's drawings and the Electrical Specification.
0G | circuits to all LV power distribution boards and fittings |  | item
TESTING AND COMMISSIONING
Identification
0M | identification plates, labels and the like; as Engineer's specification |  | item
Testing
0E | testing and commissioning as detailed in Engineer's specification |  | item
Commissioning and system validation
0K | commissioning as detailed in Engineer's specification |  | item
0K | warranty requirements as detailed in Engineer's specification |  | item
Operation and maintenance manuals
0F | operating and maintenance manuals; manuals shall be available as specified in the Electrical Specification |  | item
Drawing preparation
0G | working drawings |  | item
0H | co-ordination drawings |  | item
0J | as-built drawings |  | item
General Builder's Work
0L | marking out and supervision of all Builder's Work |  | item
0N | fire stopping; the Contractor shall identify openings where fire stopping is required, to complete building in around containment trays and conduits, which fire stopping shall be certified by specialists |  | item
(62) POWER
NOTES
| Wherever products are specified by proprietary name and the phrase or equivalent is not included, it is to be deemed included |  | noidn
| The Tenderer's attention is drawn to the "Works Requirements within Volume A" attached, from which this element has been prepared |  | noidn
| For detailed description of workmanship see Mechanical & Electrical Engineer's Drawings / Specification |  | noidn
| Notwithstanding the provisions of the Agreed Rules of Measurement (ARM5), the items listed below have not been measured in accordance with ARM5. |  | noidn
| The Contractor shall allow for the full and complete provision of the works associated with these items, including all labour, materials, equipment, cabling, containment, accessories, testing and commissioning, as required by the Contract Drawings and Services Engineers Specification. No adjustment to the Contract Sum shall be made on the basis that such items have not been measured in accordance with ARM5. |  | noidn
| The Contractor shall note that notwithstanding the quantities included in this Bill of Quantities, the tendered sum shall be deemed to include for the full and complete execution of the works as described in the Services Engineers Specifications, Drawings and Schedules. |  | noidn
| The Contractor shall ensure that all equipment, fittings, lighting controls, sensors, switches, cabling, containment systems, wiring accessories, supports and ancillary items, builders work interfaces, whether specifically quantified or not, are fully allowed for in order to deliver a complete, coordinated and fully functioning electrical services installation. The Contractor shall not be entitled to additional payment for any item omitted from the BoQ quantities where such item is clearly required by the drawings and/or specifications. |  | noidn
Information generally
| 1. It is brought to the Contractors attention that the proposed alterations to the extension and as such particular attention should be paid to the requirement for concealed pipework and recessed radiators together with any other requirements for an SEN Unit as detailed in the Mechanical & Electrical Engineer's Drawings / Specifications and as demanded by the requirements of a typical SEN unit. |  | noidn
| 2. Allow for bringing and removal on completions all plant required for this element of work |  | noidn
| 3. Contractor to include in his tender sum for all general and special attendances required on his mechanical sub-contractor |  | noidn
GENERAL/SPECIAL ATTENDANCE
Notes
0K | This Element includes the following scope of works: Electrical services in Power Distribution Services; which includes General and small power installations; Earthing installations, PV installations and EV Charger Installations. |  | Note
Preliminary Particulars
0L | The Contractor shall include here for all items deemed necessary relating to this Element of the Works as contained in the Service Engineers Drawing Nr's.19-052 62(E001) - T1 to 19-052 62(E005) - T1, specification, schematics and associated equipment schedules |  | item
General/Special Attendances
| The Contractor is to liaise directly with the Electrical Specialist with regards to the provision of all attendances required for the mechanical installation; no claims will be entertained in respect of omissions or oversights on behalf of either party. Any general / special attendances listed below are for guidance purposes only. |  | noidn
108B | ^^^^provide lightweight aluminium mobile scaffolds complete with floors, ladder and handrails, for the installation of new services at high level as per the relevant drawings |  | Item
108C | ^^^^provide for hoisting of all plant as necessary |  | Item
108D | ^^^^provide for storing all plant as necessary |  | Item
108E | ^^^^provide for storing all material as necessary |  | Item
ELECTRICAL INSTALATIONS
GENERAL SERVICES AND SMALL POWER INSTALLATIONS
GENERAL
System; supply, install and commission of Power installation in accordance with the Electrical Specification and Drawing 19-052 62(E001) - T1 to 19-052 62(E005) - T1
0M | supply, install, test and commission of general services and small power installations; complete; as per Electrical Services Drawings and Specification |  | item
PRIMARY EQUIPMENT
Fittings; Socket Outlets; supply and install all as per Engineer's drawings and the Electrical Specification.
0N | Twin 13A switched socket outlet |  | Nr
Fittings; Isolators & Switches; supply and install all as per Engineer's drawings and the Electrical Specification.
0D | Double pole isolating switch for isolating the power to the double socket at high level on the dado trunking |  | Nr
Fittings; Spurs and Local Supplies; supply and install all as per Engineer's drawings and the Electrical Specification.
0F | Single 13a switched spur outlet for cctv |  | Nr
| Single 13a switched spur outlet for door access system |  | Nr
| Single 13a switched spur outlet for extract fans |  | Nr
| Single 25a switched spur outlet for the classroom heat recovery unit |  | Nr
| 12-gang wall mounted control panel for sockets/spurs in sensory room |  | Nr
Fittings; Mechanical / Services Power & Controls; supply and install all as per Engineer's drawings and the Electrical Specification.
| The Electrical Contractor shall allow for the wiring of extract fans for the toilets and office as indicated on the drawings, which shall be supplied and fitted by the Mechanical Contractor. |  | Item
0D | Remote PIR control for the extract fan |  | Nr
0E | Wall mounted room stat |  | Nr
Fittings; Specialist Plates & AV Provisions; supply and install all as per Engineer's drawings and the Electrical Specification.
| The Electrical Contractor shall allow for installing Projector Audio Faceplates (PAF’s) for the installation of the data projector in each classroom as indicated on the drawings. |  | Item
0R | Projector audio faceplate 1 (high level PAF1) |  | Nr
0A | Projector audio faceplate 2 ( teachers desk PAF2) |  | Nr
Fittings; Controls & Sensors ; supply and install all as per Engineer's drawings and the Electrical Specification.
0K | Supply and install CO₂ monitor with LED display to all teaching spaces; mounting height to be agreed on site; Honeywell ‘IAQPoint2Touch’, or equivalent (Ref. CO₂) |  | Nr
Fittings; Data, Communications & AV; supply and install all as per Engineer's drawings and the Electrical Specification.
| Data Projector Isolation Switch; K370 WHI, or equivalent; 13amp fuse with fuse holder; for future power supply to the data projector (which shall be installed by others). |  | Item
0M | Cat 6a for data |  | Nr
0N | Cat 6a for door access |  | Nr
0P | Cat 6a outlet for cctv cameras |  | Nr
0Q | Wireless access network point (wifi point) point shall be wired in cat 6a cable |  | Nr
Attendances to the mechanical installation
Motor Control Centre (MCC)
| The contractor shall modify the existing MCC Controls panel and bms graphics to include for the new LPHW heating pump. |  | Item
Pumps
| The Electrical Contractor shall allow for all power supplies to the boiler which shall be a 230volt 13amp fused spur. Allow for connecting the power supply to each pump set. Final location of spur to be confirmed with the Mechanical Contractor. |  | Item
Power Wiring
| Wiring, unless stated otherwise, shall be carried out in 2-core 4mm sq. PVC cables plus earth. All wiring to control devices shall be carried out in Beldon 9534 4-core screened cable (or equivalent). |  | Item
Attendances to the heat recovery units
| The Contractor shall allow for the electrical attendances to each heat recovery system; Each heat recovery unit shall be installed in the ceiling void or wall mounted in the location as indicated on the drawings. See drawings for quantities and locations; 230V single phase power supply via a 13-amp fused spur outlet to each heat recovery unit. The fused 13-amp spur outlet shall be located as indicated on the drawing. Final location of fused spur outlet to be confirmed with the heat recovery unit installer; all as per Engineer's drawings and the Electrical Specification. |  | Item
Attendances to the two-port valves and local room stats
The Contractor shall include for the following electrical attendances to each 2port valve and thermostat arrangement in the rooms as indicated (see drawings for quantities)
| 230V power supply via a 13 amp unswitched spur for the 2-port valve which shall be installed in the store room at low level alongside the heating manifold. Final location of spur to be confirmed with the system installer |  | Item
| 2-core 1.5mm2 cable from the wall mounted thermostat to the 2-port valve at low level in the store. |  | Item
| Wiring installed in steel conduit from the 2-port valve to the thermostat. Include for all necessary cable containment. |  | Item
| Wiring shall be taken from the new electrical board in the building which are indicated on the drawings. |  | Item
Multi-Sensory room
| Allow for installing and wiring the number of spurs for this room as indicated back to a wall mounted 12-gang switch grid/panel. The grid shall be from the MK Albany Plus range and shall be finished in stainless steel. Wiring shall be carried out in 2.5mm sq. from each socket back to the 12-gang grid; all as per Engineer's drawings and the Electrical Specification. |  | Item
Earthing and bonding
| earthing and bonding |  | Item
General Services & Small Power Cabling
0P | General Services Cabling |  | item
0Q | Small Power Cabling |  | item
Final circuits (including points terminations) supply and installation of the following general services and small power; including all wiring, concealed conduits, back boxes, glanding, terminating, earthing, bonding and the like etc. as required, all as per Engineer's drawings and the Electrical Specification.
0G | circuits to all general services and small power fittings |  | item
TESTING AND COMMISSIONING
Identification
0M | identification plates, labels and the like; as Engineer's specification |  | item
Testing
0E | testing and commissioning as detailed in Engineer's specification |  | item
Commissioning and system validation
0K | commissioning as detailed in Engineer's specification |  | item
0K | warranty requirements as detailed in Engineer's specification |  | item
Operation and maintenance manuals
0F | operating and maintenance manuals; manuals shall be available as specified in the Electrical Specification |  | item
Drawing preparation
0G | working drawings |  | item
0H | co-ordination drawings |  | item
0J | as-built drawings |  | item
General Builder's Work
0L | marking out and supervision of all Builder's Work |  | item
0N | fire stopping; the Contractor shall identify openings where fire stopping is required, to complete building in around containment trays and conduits, which fire stopping shall be certified by specialists |  | item
(63) LIGHTING
NOTES
| Wherever products are specified by proprietary name and the phrase or equivalent is not included, it is to be deemed included |  | noidn
| The Tenderer's attention is drawn to the "Works Requirements within Volume A" attached, from which this element has been prepared |  | noidn
| For detailed description of workmanship see Mechanical & Electrical Engineer's Drawings / Specification |  | noidn
| Notwithstanding the provisions of the Agreed Rules of Measurement (ARM5), the items listed below have not been measured in accordance with ARM5. |  | noidn
| The Contractor shall allow for the full and complete provision of the works associated with these items, including all labour, materials, equipment, cabling, containment, accessories, testing and commissioning, as required by the Contract Drawings and Services Engineers Specification. No adjustment to the Contract Sum shall be made on the basis that such items have not been measured in accordance with ARM5. |  | noidn
| The Contractor shall note that notwithstanding the quantities included in this Bill of Quantities, the tendered sum shall be deemed to include for the full and complete execution of the works as described in the Services Engineers Specifications, Drawings and Schedules. |  | noidn
| The Contractor shall ensure that all equipment, fittings, lighting controls, sensors, switches, cabling, containment systems, wiring accessories, supports and ancillary items, builders work interfaces, whether specifically quantified or not, are fully allowed for in order to deliver a complete, coordinated and fully functioning electrical services installation. The Contractor shall not be entitled to additional payment for any item omitted from the BoQ quantities where such item is clearly required by the drawings and/or specifications. |  | noidn
Information generally
| 1. It is brought to the Contractors attention that the proposed alterations to the extension and as such particular attention should be paid to the requirement for concealed pipework and recessed radiators together with any other requirements for an SEN Unit as detailed in the Mechanical & Electrical Engineer's Drawings / Specifications and as demanded by the requirements of a typical SEN unit. |  | noidn
| 2. Allow for bringing and removal on completions all plant required for this element of work |  | noidn
| 3. Contractor to include in his tender sum for all general and special attendances required on his mechanical sub-contractor |  | noidn
GENERAL/SPECIAL ATTENDANCE
Notes
0K | This Element includes the following scope of works: Electrical services in Electrical Lighting |  | Note
Preliminary Particulars
0L | The Contractor shall include here for all items deemed necessary relating to this Element of the Works as contained in the Service Engineers Drawing Nr's.19-052 63(E001) - T1 to 19-052 63(E005) - T1, specification, schematics and associated equipment schedules |  | item
General/Special Attendances
| The Contractor is to liaise directly with the Electrical Specialist with regards to the provision of all attendances required for the mechanical installation; no claims will be entertained in respect of omissions or oversights on behalf of either party. Any general / special attendances listed below are for guidance purposes only. |  | noidn
108B | ^^^^provide lightweight aluminium mobile scaffolds complete with floors, ladder and handrails, for the installation of new services at high level as per the relevant drawings |  | Item
108C | ^^^^provide for hoisting of all plant as necessary |  | Item
108D | ^^^^provide for storing all plant as necessary |  | Item
108E | ^^^^provide for storing all material as necessary |  | Item
ELECTRICAL INSTALATIONS
LIGHTING AND EMERGENCY LIGHTING INSTALLATIONS
GENERAL
System; supply, install and commission of Lighting installation in accordance with Electrical Drawings and Specification
0B | supply, install, test and commission of internal and external lighting installations; complete; as per Electrical Services Drawings and Specification |  | item
0C | supply, install, test and commission of emergency lighting installations; complete; to IS3217:2013; as per Electrical Services Drawings and Specification |  | item
PRIMARY EQUIPMENT
Primary Equipment
Momentary (Push-To-Make) retractive light switches
| One-way "push to make" light switch |  | Nr
| Tow-way "push to make" light switch |  | Nr
Lighting Controls
0D | Ceiling mounted remote pir sensor for the lighting controls |  | Nr
| Standalone recessed daylight absence detector and daylight sensor |  | Nr
Fittings; supply and install lighting fittings, or equivalent, including all wiring, kilks, flexible cords, supports, steel conduit, labelling and the like all as specified in Electrical Drawings 19-052 63(E001) - T1 to 19-052 63(E005) - T1
0E | New 23.716W LED luminaire |  | Nr
0F | New 29.1W LED luminaire |  | Nr
| New 37W LED dimmable luminaire (1520mm) |  | Nr
Fittings; supply and install external lighting fittings, or equivalent, including all wiring, kilks, flexible cords, supports, steel conduit, labelling and the like all as specified in Electrical Drawing 19-052 63(E001) - T1 to 19-052 63(E005) - T1
0K | Emergency escape exit sign with directions |  | Nr
| Stand-alone "area version" LED emergency light fitting |  | Nr
Lighting & Emergency Lighting Cabling
0P | Lighting cabling |  | item
0Q | Emergency Lighting cabling |  | item
Final circuits (including points terminations) supply and installation of the following lighting and emergency lighting; including all wiring, concealed conduits, back boxes, glanding, terminating, earthing, bonding and the like etc required all as per Engineer's drawings and the Electrical Specification.
0G | circuits to all lighting fittings, detectors and switches |  | item
0H | circuits to all emergency lighting fittings, detectors and switches |  | item
| All new cables shall be supplied from the new electrical distribution board in the building. Quantity and locations as indicated on the drawings |  | item
TESTING AND COMMISSIONING
Identification
0M | identification plates, labels and the like; as Engineer's specification |  | item
Testing
0E | testing and commissioning as detailed in Engineer's specification |  | item
Commissioning and system validation
0K | commissioning as detailed in Engineer's specification |  | item
0K | warranty requirements as detailed in Engineer's specification |  | item
Operation and maintenance manuals
0F | operating and maintenance manuals; manuals shall be available as specified in the Electrical Specification |  | item
Drawing preparation
0G | working drawings |  | item
0H | co-ordination drawings |  | item
0J | as-built drawings |  | item
General Builder's Work
0L | marking out and supervision of all Builder's Work |  | item
0N | fire stopping; the Contractor shall identify openings where fire stopping is required, to complete building in around containment trays and conduits, which fire stopping shall be certified by specialists |  | item
(64) COMMUNICATION SYSTEMS
NOTES
| Wherever products are specified by proprietary name and the phrase or equivalent is not included, it is to be deemed included |  | noidn
| The Tenderer's attention is drawn to the "Works Requirements within Volume A" attached, from which this element has been prepared |  | noidn
| For detailed description of workmanship see Mechanical & Electrical Engineer's Drawings / Specification |  | noidn
| Notwithstanding the provisions of the Agreed Rules of Measurement (ARM5), the items listed below have not been measured in accordance with ARM5. |  | noidn
| The Contractor shall allow for the full and complete provision of the works associated with these items, including all labour, materials, equipment, cabling, containment, accessories, testing and commissioning, as required by the Contract Drawings and Services Engineers Specification. No adjustment to the Contract Sum shall be made on the basis that such items have not been measured in accordance with ARM5. |  | noidn
| The Contractor shall note that notwithstanding the quantities included in this Bill of Quantities, the tendered sum shall be deemed to include for the full and complete execution of the works as described in the Services Engineers Specifications, Drawings and Schedules. |  | noidn
| The Contractor shall ensure that all equipment, fittings, lighting controls, sensors, switches, cabling, containment systems, wiring accessories, supports and ancillary items, builders work interfaces, whether specifically quantified or not, are fully allowed for in order to deliver a complete, coordinated and fully functioning electrical services installation. The Contractor shall not be entitled to additional payment for any item omitted from the BoQ quantities where such item is clearly required by the drawings and/or specifications. |  | noidn
Information generally
| 1. It is brought to the Contractors attention that the proposed alterations to the extension and as such particular attention should be paid to the requirement for concealed pipework and recessed radiators together with any other requirements for an SEN Unit as detailed in the Mechanical & Electrical Engineer's Drawings / Specifications and as demanded by the requirements of a typical SEN unit. |  | noidn
| 2. Allow for bringing and removal on completions all plant required for this element of work |  | noidn
| 3. Contractor to include in his tender sum for all general and special attendances required on his mechanical sub-contractor |  | noidn
GENERAL/SPECIAL ATTENDANCE
Notes
0K | This Element includes the following scope of works: DATA & PA installations |  | Note
Preliminary Particulars
0L | The Contractor shall include here for all items deemed necessary relating to this Element of the Works as contained in the Service Engineers Drawing Nr's.19-052 62(E001) - T1 to 19-052 62(E005) - T1, specification, schematics and associated equipment schedules |  | item
General/Special Attendances
| The Contractor is to liaise directly with the Electrical Specialist with regards to the provision of all attendances required for the mechanical installation; no claims will be entertained in respect of omissions or oversights on behalf of either party. Any general / special attendances listed below are for guidance purposes only. |  | noidn
108B | ^^^^provide lightweight aluminium mobile scaffolds complete with floors, ladder and handrails, for the installation of new services at high level as per the relevant drawings |  | Item
108C | ^^^^provide for hoisting of all plant as necessary |  | Item
108D | ^^^^provide for storing all plant as necessary |  | Item
108E | ^^^^provide for storing all material as necessary |  | Item
DATA / I.T INSTALLATIONS
GENERAL
System; supply, install and commission of DATA/ I.T. installation in accordance with Services Drawing No's. 19-052 62(E001) - T1 to 19-052 62(E005) - T1 and Specification
0B | supply, install, test and commission of DATA/ I.T. installations; complete; including all structured cabling, RJ45 sockets, RJ45 patch panels and cabinets; as per Electrical Services Drawings and Specification |  | Item
| The new extension shall be provided with a new independent CAT 6A UTP structured computer wiring system as per the drawings. The system as described below shall be installed in accordance with ISO 11801 and EN 50173. All equipment provided shall be from the same manufacturer to ensure optimum performance. The installed system shall be certified by the specialist Contractor with a twenty-year performance and components warranty. |  | Item
| All structural wiring shall be terminated in the new intermediate data cabinet as identified on the electrical drawings. All wiring terminations shall be RJ45 presentation. All new IT and telephone points shall be wired back and connected to this new intermediate comms cabinet. Allow for punching down the data cables. |  | Item
| The entire installation shall be carried out by a data specialist Contractor. The specialist Contractor shall be fully trained and certified to install the specified product and fully authorised to issue a warranty certificate. |  | Item
| The data horizontal cabling shall consist of CAT 6A UTP (unshielded twisted pair) cable complying with EIA-TIA 568 up to and including 155 Mps. All cable runs on a system of cable trays/conduit to be supplied by the Electrical Contractor; as per Electrical Services Drawings and Specification |  | Item
| The data equipment shall be connected to RJ45 socket outlets via Category 6A device cables to EIA/TIA 568A, (SP 2840A), ISO IS 11801 and EN 50178 standards. Cables shall be terminated in RJ45 plugs and shall be 3m long; data outlets shall be supplied and fitted under this contract and shall be modular universals applications RJ45 type to EIA/TIA 568A, ISO IS 11801 and EN 50173 Category 6A; as per Electrical Services Drawings and Specification |  | Item
PRIMARY EQUIPMENT
Primary Equipment
0C | Intermediate Distribution Frame; to serve School Extension; including all structured cabling, spur outlets, PDU, RJ45 sockets, RJ45 patch panels and cabinets; all in accordance with Services Engineers Drawings and Specifications |  | nr
| Allow for the supply and installation of a wall mounted comms cabinet in the storeroom. All IT points required for the IT points, telephone points, etc. throughout the new ASD building shall be wired back to this cabinet in the storeroom; 18U wall mounted cabinet. Approximate dimensions of cabinet is 600mm wide x 390mm deep x 370mm high cabinet.; all in accordance with Services Engineers Drawings and Specifications |  | nr
Final circuits (including points terminations) supply and installation of the following data and I.T. services; including all wiring, concealed conduits, back boxes, glanding, terminating, earthing, bonding and the like etc required all as per Engineer's drawings and the Electrical Specification.
0B | circuits to all data / IT installations complete |  | item
TESTING AND COMMISSIONING
Identification
0M | identification plates, labels and the like; as Engineer's specification |  | item
Testing
0E | testing and commissioning as detailed in Engineer's specification |  | item
Commissioning and system validation
0K | commissioning as detailed in Engineer's specification |  | item
0K | warranty requirements as detailed in Engineer's specification |  | item
Operation and maintenance manuals
0F | operating and maintenance manuals; manuals shall be available as specified in the Electrical Specification |  | item
Drawing preparation
0G | working drawings |  | item
0H | co-ordination drawings |  | item
0J | as-built drawings |  | item
General Builder's Work
0L | marking out and supervision of all Builder's Work |  | item
0N | fire stopping; the Contractor shall identify openings where fire stopping is required, to complete building in around containment trays and conduits, which fire stopping shall be certified by specialists |  | item
PUBLIC ADDRESS INSTALLATIONS
GENERAL
System; supply, install and commission of Public Address installation in accordance with Services Drawing No's. 19-052 62(E001) - T1 to 19-052 62(E005) - T1 and Specification
0L | supply, install, test and commission of Public Address installations; complete; as per Electrical Services Drawings and Specification |  | Item
| Allow for the supply, installation, testing and commissioning of new public address devices to the existing PA system for the existing Girls School main school building and the existing Boys School main school building. The PA system shall be extended to cater for the new devices in the new Girls School extension and new Boys School extension; as per Electrical Services Drawings and Specification |  | Item
| Allow for the supply, installation, testing and commissioning of the new public address speakers for the new Girls School extension and new Boys School extension. All speakers as indicated on the drawing are to be linked back to the existing public address control panel in the Girls School main school building and Boys School main school building; as per Electrical Services Drawings and Specification |  | Item
PRIMARY EQUIPMENT
PA speakers in the new school extension
0M | Public address system with talk back facility (internal) |  | Nr
Public Address System Cabling
0P | Public Address System Cabling |  | item
Final circuits (including points terminations) supply and installation of the Public Address system; including all wiring, concealed conduits, back boxes, glanding, terminating, earthing, bonding and the like etc required all as per Engineer's drawings and the Electrical Specification.
0A | circuits to all public address systems |  | item
TESTING AND COMMISSIONING
Identification
0M | identification plates, labels and the like; as Engineer's specification |  | item
Testing
0E | testing and commissioning as detailed in Engineer's specification |  | item
Commissioning and system validation
0K | commissioning as detailed in Engineer's specification |  | item
0K | warranty requirements as detailed in Engineer's specification |  | item
Operation and maintenance manuals
0F | operating and maintenance manuals; manuals shall be available as specified in the Electrical Specification |  | item
Drawing preparation
0G | working drawings |  | item
0H | co-ordination drawings |  | item
0J | as-built drawings |  | item
General Builder's Work
0L | marking out and supervision of all Builder's Work |  | item
0N | fire stopping; the Contractor shall identify openings where fire stopping is required, to complete building in around containment trays and conduits, which fire stopping shall be certified by specialists |  | item
(66) CONTAINMENT
NOTES
| Wherever products are specified by proprietary name and the phrase or equivalent is not included, it is to be deemed included |  | noidn
| The Tenderer's attention is drawn to the "Works Requirements within Volume A" attached, from which this element has been prepared |  | noidn
| For detailed description of workmanship see Mechanical & Electrical Engineer's Drawings / Specification |  | noidn
| Notwithstanding the provisions of the Agreed Rules of Measurement (ARM5), the items listed below have not been measured in accordance with ARM5. |  | noidn
| The Contractor shall allow for the full and complete provision of the works associated with these items, including all labour, materials, equipment, cabling, containment, accessories, testing and commissioning, as required by the Contract Drawings and Services Engineers Specification. No adjustment to the Contract Sum shall be made on the basis that such items have not been measured in accordance with ARM5. |  | noidn
| The Contractor shall note that notwithstanding the quantities included in this Bill of Quantities, the tendered sum shall be deemed to include for the full and complete execution of the works as described in the Services Engineers Specifications, Drawings and Schedules. |  | noidn
| The Contractor shall ensure that all equipment, fittings, lighting controls, sensors, switches, cabling, containment systems, wiring accessories, supports and ancillary items, builders work interfaces, whether specifically quantified or not, are fully allowed for in order to deliver a complete, coordinated and fully functioning electrical services installation. The Contractor shall not be entitled to additional payment for any item omitted from the BoQ quantities where such item is clearly required by the drawings and/or specifications. |  | noidn
Information generally
| 1. It is brought to the Contractors attention that the proposed alterations to the extension and as such particular attention should be paid to the requirement for concealed pipework and recessed radiators together with any other requirements for an SEN Unit as detailed in the Mechanical & Electrical Engineer's Drawings / Specifications and as demanded by the requirements of a typical SEN unit. |  | noidn
| 2. Allow for bringing and removal on completions all plant required for this element of work |  | noidn
| 3. Contractor to include in his tender sum for all general and special attendances required on his mechanical sub-contractor |  | noidn
GENERAL/SPECIAL ATTENDANCE
Notes
0K | This Element includes the following scope of works: Cable Containment Systems |  | Note
Preliminary Particulars
0L | The Contractor shall include here for all items deemed necessary relating to this Element of the Works as contained in the Service Engineers Drawing Nr's.19-052 66(E001) - T1 to 19-052 66(E002) - T1, specification, schematics and associated equipment schedules |  | item
General/Special Attendances
| The Contractor is to liaise directly with the Electrical Specialist with regards to the provision of all attendances required for the mechanical installation; no claims will be entertained in respect of omissions or oversights on behalf of either party. Any general / special attendances listed below are for guidance purposes only. |  | noidn
108B | ^^^^provide lightweight aluminium mobile scaffolds complete with floors, ladder and handrails, for the installation of new services at high level as per the relevant drawings |  | Item
108C | ^^^^provide for hoisting of all plant as necessary |  | Item
108D | ^^^^provide for storing all plant as necessary |  | Item
108E | ^^^^provide for storing all material as necessary |  | Item
ELECTRICAL INSTALATION
CABLE LADDER / TRAY / TRUNKING INSTALLATIONS
GENERAL
System; cable ladder/tray/trunking installations; cabling containment; galvanised; including conduits, cable trays, baskets, 3-compartment trunkings, wiring, brackets, supports, fixings, hangers, bends, headers, grounds, casing, covers, plating and mounting in accordance with Drawings and the Electrical Specification.
0B | supply and install of cable ladder/tray/trunking installations; complete |  | item
CABLE CONTAINMENT
Cable Containment
0C | 75mm tray for low voltage supplies installed at high level in the ceiling void |  | m
0E | 100 x 50mm general services trunking installed at high level in the ceiling void |  | m
0F | 50mm steel tray installed at high level in the ceiling void for fire alarm |  | m
0G | 100mm tray for low voltage supplies installed at high level in the ceiling void |  | m
| 200 x 100mm general services trunking installed at high level in the ceiling void |  | m
| Dado trunking |  | m
| Conduits |  | m
CABLE CONTAINMENT FITTINGS
Cable containment fittings
| 50mm steel tray installed at high level in the ceiling void for fire alarm; bends |  | Nr
| 100mm tray for low voltage supplies installed at high level in the ceiling void; bends |  | Nr
| 200 x 100mm general services trunking installed at high level in the ceiling void; bends |  | Nr
| 50mm steel tray installed at high level in the ceiling void for fire alarm; tees |  | Nr
| 100mm tray for low voltage supplies installed at high level in the ceiling void; tees |  | Nr
| 200 x 100mm general services trunking installed at high level in the ceiling void; tees |  | Nr
TESTING AND COMMISSIONING
Identification
0M | identification plates, labels and the like; as Engineer's specification |  | item
Testing
0E | testing and commissioning as detailed in Engineer's specification |  | item
Commissioning and system validation
0K | commissioning as detailed in Engineer's specification |  | item
0K | warranty requirements as detailed in Engineer's specification |  | item
Operation and maintenance manuals
0F | operating and maintenance manuals; manuals shall be available as specified in the Electrical Specification |  | item
Drawing preparation
0G | working drawings |  | item
0H | co-ordination drawings |  | item
0J | as-built drawings |  | item
General Builder's Work
0L | marking out and supervision of all Builder's Work |  | item
(68) SECURITY & PROTECTION SERVICES
NOTES
| Wherever products are specified by proprietary name and the phrase or equivalent is not included, it is to be deemed included |  | noidn
| The Tenderer's attention is drawn to the "Works Requirements within Volume A" attached, from which this element has been prepared |  | noidn
| For detailed description of workmanship see Mechanical & Electrical Engineer's Drawings / Specification |  | noidn
| Notwithstanding the provisions of the Agreed Rules of Measurement (ARM5), the items listed below have not been measured in accordance with ARM5. |  | noidn
| The Contractor shall allow for the full and complete provision of the works associated with these items, including all labour, materials, equipment, cabling, containment, accessories, testing and commissioning, as required by the Contract Drawings and Services Engineers Specification. No adjustment to the Contract Sum shall be made on the basis that such items have not been measured in accordance with ARM5. |  | noidn
| The Contractor shall note that notwithstanding the quantities included in this Bill of Quantities, the tendered sum shall be deemed to include for the full and complete execution of the works as described in the Services Engineers Specifications, Drawings and Schedules. |  | noidn
| The Contractor shall ensure that all equipment, fittings, lighting controls, sensors, switches, cabling, containment systems, wiring accessories, supports and ancillary items, builders work interfaces, whether specifically quantified or not, are fully allowed for in order to deliver a complete, coordinated and fully functioning electrical services installation. The Contractor shall not be entitled to additional payment for any item omitted from the BoQ quantities where such item is clearly required by the drawings and/or specifications. |  | noidn
Information generally
| 1. It is brought to the Contractors attention that the proposed alterations to the extension and as such particular attention should be paid to the requirement for concealed pipework and recessed radiators together with any other requirements for an SEN Unit as detailed in the Mechanical & Electrical Engineer's Drawings / Specifications and as demanded by the requirements of a typical SEN unit. |  | noidn
| 2. Allow for bringing and removal on completions all plant required for this element of work |  | noidn
| 3. Contractor to include in his tender sum for all general and special attendances required on his mechanical sub-contractor |  | noidn
GENERAL/SPECIAL ATTENDANCE
Notes
0K | This Element includes the following scope of works: Electrical services in Protective services, which include Fire Alarm, Aspirating Detection, Intruder Alarm, IP CCTV, Access Control and Lightning Protection installations; all in accordance with Services Engineers Drawings and Specifications |  | Note
Preliminary Particulars
0L | The Contractor shall include here for all items deemed necessary relating to this Element of the Works as contained in the Service Engineers Drawing Nr's.19-052 68(E001) - T1 to 19-052 68(E005) - T1, specification, schematics and associated equipment schedules |  | item
General/Special Attendances
| The Contractor is to liaise directly with the Electrical Specialist with regards to the provision of all attendances required for the mechanical installation; no claims will be entertained in respect of omissions or oversights on behalf of either party. Any general / special attendances listed below are for guidance purposes only. |  | noidn
108B | ^^^^provide lightweight aluminium mobile scaffolds complete with floors, ladder and handrails, for the installation of new services at high level as per the relevant drawings |  | Item
108C | ^^^^provide for hoisting of all plant as necessary |  | Item
108D | ^^^^provide for storing all plant as necessary |  | Item
108E | ^^^^provide for storing all material as necessary |  | Item
ELECTRICAL INSTALATION
FIRE ALARM INSTALLATIONS
GENERAL
System; supply, install and commission of Fire Alarm Installation; in accordance with Service Engineer's Drawing 19-052 68(E001) - T1 to 19-052 68(E005) - T1 and the Electrical Specification
0B | supply, install, test and commission of Fire Alarm Installation; complete; as per Electrical Services Drawing Nr. 19-052 68(E001) - T1 to 19-052 68(E005) - T1 and Specification |  | item
0C | Supply, install and commission by specialist contractor; complete Fire Alarm System including all associated equipment and wiring |  | item
| Existing fire alarm systems within the Girls School and Boys School main buildings shall be retained. The existing systems are addressable fire alarm systems with main control panels located as indicated on the drawings. All new fire alarm works shall be fully compatible with and integrated into the existing systems; all in accordance with Services Engineer's Drawings and Specifications |  | Item
| Supply, installation, wiring, programming and commissioning of connections between the new fire alarm repeater panels in the Girls School extension and Boys School extension and the existing main fire alarm panels in the existing school buildings, including all cabling, containment, addressing, interfacing, testing and configuration, complete to provide full system integration as indicated on drawings; all in accordance with Services Engineer's Drawings and Specifications |  | Item
PRIMARY EQUIPMENT
Fire Alarm Control & Repeater Panels
| Supply and installation of addressable fire alarm repeater panel, fully networked and interfaced with the existing main fire alarm panels in the existing school buildings, complete with programming, configuration and all associated cabling and containment; installed as indicated on drawings (Ref. FARP) |  | Nr
| Addressable fire alarm repeater panels to be open‑protocol, fully networkable, complete with LCD display, status indicators, sounder circuits, relays, battery backup and charger; as Advanced MxPro 5 or equivalent, installed as indicated on drawings |  | Item
| Fire alarm repeater panels to be Advanced MxPro 5 or approved equivalent, installed, programmed and commissioned in accordance with I.S. 3218:2013+A1:2019 and manufacturer’s requirements, and as indicated on drawings |  | Item
Smoke Detectors
| New smoke detector installed in ceiling void c/w remote LED indicator to be installed in the ceiling |  | Nr
Combined Smoke Detectors and Sounders
| New combined smoke detector and sounder for the fire alarm system |  | Nr
Manual Call Points (Break‑Glass Units)
| New manual call point |  | Nr
| New emergency break glass unit for door access system |  | Nr
General fire alarm interface units (I/O units
| New fire alarm interface |  | Nr
TESTING AND COMMISSIONING
Identification
0M | identification plates, labels and the like; as Engineer's specification |  | item
Testing
0E | testing and commissioning as detailed in Engineer's specification |  | item
Commissioning and system validation
0K | commissioning as detailed in Engineer's specification |  | item
0K | warranty requirements as detailed in Engineer's specification |  | item
Operation and maintenance manuals
0F | operating and maintenance manuals; manuals shall be available as specified in the Electrical Specification |  | item
Drawing preparation
0G | working drawings |  | item
0H | co-ordination drawings |  | item
0J | as-built drawings |  | item
General Builder's Work
0L | marking out and supervision of all Builder's Work |  | item
0N | fire stopping; the Contractor shall identify openings where fire stopping is required, to complete building in around containment trays and conduits, which fire stopping shall be certified by specialists |  | item
INTRUDER ALARM
GENERAL
System; supply, install and commission of the Intruder Alarml Installation; in accordance with Service Engineer's Drawing 19-052 68(E001) - T1 to 19-052 68(E005) - T1 and the Electrical Specification
0C | supply, install, test and commission of Intruder Alarml Installation; complete; as per Electrical Services Drawings and Specification |  | item
PRIMARY EQUIPMENT
| Dual tech passive infra-red motion detector |  | Nr
| New intruder alarm door contact |  | Nr
TESTING AND COMMISSIONING
Identification
0M | identification plates, labels and the like; as Engineer's specification |  | item
Testing
0E | testing and commissioning as detailed in Engineer's specification |  | item
Commissioning and system validation
0K | commissioning as detailed in Engineer's specification |  | item
0K | warranty requirements as detailed in Engineer's specification |  | item
Operation and maintenance manuals
0F | operating and maintenance manuals; manuals shall be available as specified in the Electrical Specification |  | item
Drawing preparation
0G | working drawings |  | item
0H | co-ordination drawings |  | item
0J | as-built drawings |  | item
General Builder's Work
0L | marking out and supervision of all Builder's Work |  | item
0N | fire stopping; the Contractor shall identify openings where fire stopping is required, to complete building in around containment trays and conduits, which fire stopping shall be certified by specialists |  | item
INDUCTION LOOP SYSTEM
GENERAL
System; supply, install and commission of Induction Loop System in accordance with Service Engineer's Drawing 19-052 62(E001) - T1 to 19-052 62(E005) - T1 and the Electrical Specification
0L | supply, install, test and commission of Induction Loop System; complete |  | item
PRIMARY EQUIPMENT
Fittings; supply and install all as per Engineer's Drawings and the Electrical Specification.
| Induction loop system |  | Nr
| Amplifier for induction loop sysstem |  | Nr
Induction Loop System Cabling
0P | Induction Loop System Cabling |  | m
Final circuits (including points terminations) supply and installation of the following Induction Loop System; including all wiring, concealed conduits, back boxes, glanding, terminating, earthing, bonding and the like etc required all as per Engineer's drawings and the Electrical Specification.
0A | circuits to all Induction Loop systems |  | item
(69) COMMISSIONING, INSTRUCTION TO CLIENT AND HANDOVER ELECTRICAL INSTALLATIONS
NOTES
| Wherever products are specified by proprietary name and the phrase or equivalent is not included, it is to be deemed included |  | noidn
| The Tenderer's attention is drawn to the "Works Requirements within Volume A" attached, from which this element has been prepared |  | noidn
| For detailed description of workmanship see Mechanical & Electrical Engineer's Drawings / Specification |  | noidn
| Notwithstanding the provisions of the Agreed Rules of Measurement (ARM5), the items listed below have not been measured in accordance with ARM5. |  | noidn
| The Contractor shall allow for the full and complete provision of the works associated with these items, including all labour, materials, equipment, cabling, containment, accessories, testing and commissioning, as required by the Contract Drawings and Services Engineers Specification. No adjustment to the Contract Sum shall be made on the basis that such items have not been measured in accordance with ARM5. |  | noidn
| The Contractor shall note that notwithstanding the quantities included in this Bill of Quantities, the tendered sum shall be deemed to include for the full and complete execution of the works as described in the Services Engineers Specifications, Drawings and Schedules. |  | noidn
| The Contractor shall ensure that all equipment, fittings, lighting controls, sensors, switches, cabling, containment systems, wiring accessories, supports and ancillary items, builders work interfaces, whether specifically quantified or not, are fully allowed for in order to deliver a complete, coordinated and fully functioning electrical services installation. The Contractor shall not be entitled to additional payment for any item omitted from the BoQ quantities where such item is clearly required by the drawings and/or specifications. |  | noidn
Information generally
| 1. It is brought to the Contractors attention that the proposed alterations to the extension and as such particular attention should be paid to the requirement for concealed pipework and recessed radiators together with any other requirements for an SEN Unit as detailed in the Mechanical & Electrical Engineer's Drawings / Specifications and as demanded by the requirements of a typical SEN unit. |  | noidn
| 2. Allow for bringing and removal on completions all plant required for this element of work |  | noidn
| 3. Contractor to include in his tender sum for all general and special attendances required on his mechanical sub-contractor |  | noidn
Testing & Commissioning of Electrical Systems
| Testing, inspection and commissioning of all electrical services installations, including power distribution, lighting, emergency lighting, fire alarm, security, communications and associated controls, complete to demonstrate full compliance with the Contract Drawings, Specifications and relevant Irish Standards. |  | Item
| Testing, inspection and commissioning of all electrical services installations, including power distribution, lighting, emergency lighting, fire alarm, security, communications and associated controls, complete to demonstrate full compliance with the Contract Drawings, Specifications and relevant Irish Standards. |  | Item
| Provision of all test results, certification and commissioning records, including ETCI / Safe Electric certification, subsystem certificates and specialist system certificates, as applicable. |  | Item
| Attendance during commissioning of specialist systems, allowing for coordination with manufacturers, suppliers and system specialists where required by the specification. |  | Item
| Attendance at witness testing by the Employer’s Representative and provision of all required test certificates and commissioning documentation |  | Item
Operation & Maintenance Manuals and Handover
| Preparation, submission and handover of Operation and Maintenance (O&M) Manuals for the complete electrical installation, compiled in accordance with the specification and contract requirements. |  | Item
| O&M Manuals to include, as a minimum; As‑installed drawings and schematics; Equipment schedules and manufacturers’ data sheets Test certificates and commissioning records System descriptions and control philosophies Maintenance requirements and recommended servicing intervals Warranty information and contact details |  | Item
| Provision of client instruction and demonstration for all electrical systems, including lighting controls, fire alarm, security systems and specialist installations, delivered at agreed times prior to handover. |  | Item
| Final handover of electrical services, including submission of all documentation, certification, training records and confirmation that systems are fully operational and compliant. |  | Item
BUILDING FITTINGS
(74) SANITARY FITTINGS GENERALLY
NOTES
| Wherever products are specified by proprietary name and the phrase or equivalent is not included, it is to be deemed included |  | noidn
| The Tenderer's attention is drawn to the "Works Requirements within Volume A" attached, from which this element has been prepared |  | noidn
| For detailed description of workmanship see Architect's & Engineer's Drawings / Specification |  | noidn
Information generally
| 1. The work measured hereunder refers to the new sanitary fittings required within the existing SEN and Mainstream classrooms. These works will largely be carried out within a live environment and all necessary precautions should be taken to ensure the safety of the building occupants. The Contractor MUST include herein for all costs associated with such precautions. |  | noidn
| 2. The Contractor should note limitations on working hours identified in Preliminaries Section of this Pricing Document. |  | noidn
FITTINGS
FITTINGS, EQUIPMENT AND FURNITURE
Supply and Fit the following sanitary fittings; All Products below available through SONAS or equal approved products and should refer back to their specification.
Fittings; sanitary; as per Architects drawings and specification ACC WC
120B | ^^^^Accessible W/Cs to be installed and set out in compliance with TGD Part M 2010 Section 1.4 Diagram 15a & Guidelines and Standards for sanitary facilities in primary schools; Refer to Appendix documents for proposed Doc M Pack sanitary ware and railing systems |  | nr
Fittings; sanitary; as per Architects drawings and specification WC's
| ^^^^Doc M accessible W/C pack |  | nr
Fittings; sanitary; as per Architects drawings and specification Sluice Room
| ^^^^Sonas or equivalent H/B Cleaners Sink Pack |  | nr
Fittings; sanitary; as per Architects drawings and specification Accessories
| ^^^^changing table |  | nr
120B | ^^^^Allow soap dispenser to all WC’s and assisted shower room |  | nr
| ^^^^Allow toilet paper dispenser to all WC’s and assisted shower room |  | nr
120L | ^^^^Allow for bins to all WC’s and assisted shower room |  | nr
121A | ^^^^Allow for mirrors (1000x400mm) to all WC’s as required |  | nr
121A | ^^^^Coat hooks to be provided in each toilet / shower room |  | nr
FITTED FIXED FURNITURE
(71) DISPLAY, CIRCULATION FITTINGS
NOTES
| Wherever products are specified by proprietary name and the phrase or equivalent is not included, it is to be deemed included |  | noidn
| The Tenderer's attention is drawn to the "Works Requirements within Volume A" attached, from which this element has been prepared |  | noidn
| For detailed description of workmanship see Architect's & Engineer's Drawings / Specification |  | noidn
Information generally
| 1. The work measured hereunder refers to the permanent signage requirements associated with the existing SEN and Mainstream classrooms. These works will largely be carried out adjacent to a live environment and so all necessary precautions should be taken to ensure the safety of the building occupants. The Contractor MUST include herein for all costs associated with such precautions. |  | noidn
| 2. The Contractor should note limitations on working hours identified in Preliminaries Section of this Pricing Document. |  | noidn
FITTINGS
SIGNAGE
0.03 Aluminium laminate sign face applied to 1/8 thick black acrylic; Sign face includes raised text and silver metal braille beads. Available Finishes: Brushed Aluminium / Satin Aluminium; proposed signage to be bonded directly to wall / door with adhesive, location TBC by architect; colours & text design TBC by Architect prior to manufacture; contractor to provide drawings for approval prior to manufacture; no lighting to be included.
The following is a non-exhaustive list of signage that is required:
| ^^^^F3 - KCC grade 304 stainless steel 'fire door keep shut' sign - white text |  | nr
| ^^^^S1 - KCC grade 304 stainless steel accessible symbil & KCC grade 304 stainless steel unisex symbol |  | nr
| ^^^^S2 - KCC grade 304 stainless steel Changing Place symbol |  | nr
| ^^^^S3 - Room name and room number. Style of sign to match the style of the existing room signs in the school |  | nr
| ^^^^S4 - KCC grade 304 stainless steel Unisex Symbol |  | nr
| ^^^^RS1 - Refuse call point signage - self adhesive polypropylene 300 x 200mm |  | nr
Refer to architects floor plan for location and type of fire extinguisher; travel distance to fire extinguishers should not exceed 25m from any point in the building; the school are to Train all employees in the proper use of fire extinguishers; many service companies and some fire brigades will provide such training; on a monthly basis have a responsible person inspect extinguishers to ensure that they are: Properly mounted and visible. Free from obvious damage; Properly charged, and that Inspection and service tags are current; At least annually have a fire extinguisher service company inspect and service all portable fire extinguishers; Each fire extinguisher is to have the correct signage above it; the sign is to indicate what type of extinguisher it is and what type of fire it can be used on; the fire extinguishers are to have a clear space of 1000mm in from of them for ease of access in case of a fire; Powder and C02 fire extinguishers to be provided in the locations indicated on architect’s signage plan; the below signs are to be provided above each of the fire extinguisher.
The following is a non-exhaustive list of signage that is required:
| ^^^^F1 * F2 - 90 x 280mm Self-Adhesive 1.2mm thick; Environmentally Friendly and durable Polypropylene material |  | item
| ^^^^F4 - Fire Blanket Signage. To be 1300mm above floor level |  | item
(73) CULINARY FITTINGS
NOTES
| Wherever products are specified by proprietary name and the phrase or equivalent is not included, it is to be deemed included |  | noidn
| The Tenderer's attention is drawn to the "Works Requirements within Volume A" attached, from which this element has been prepared |  | noidn
| For detailed description of workmanship see Architect's & Engineer's Drawings / Specification |  | noidn
Information generally
| 1. The work measured hereunder refers to the kitchen fitted furniture requirements associated with the existing building. These works will largely be carried out adjacent to a live environment and so all necessary precautions should be taken to ensure the safety of the building occupants. The Contractor MUST include herein for all costs associated with such precautions. |  | noidn
| 2. The Contractor should note limitations on working hours identified in Preliminaries Section of this Pricing Document. |  | noidn
FITTINGS
FITTINGS, EQUIPMENT AND FURNITURE
All Kitchen units are to be 19.4mm SWISSCDF or equivalent Woodfibre boards with all edges sealed with Rubio Clear Dry Oil PURE or equivalent - this must be applied to all edges; All Kitchen Unit Carcass shelving to consist of White Melamine Birch Ply at 18mm thickness; All Carcasses are to be elevated from the floor level with a 150mm Base constructed beneath units to accommodate any services, faced with SWISSCDF or equivalent 19.4mm as per units. Colour of which to be confirmed; All doors to consist of 18mm Birch Plywood with high pressure POLYREY DURION CLASSIQUE HPL or equivalent facing with Birch Edges exposed sealed and finished with a suitable lacquer/ seal to prevent moisture damage and any other damage; Facings: All SWISSCDF or equivalent 19.4mm with all edges sealed with Rubio Clear Dry Oil PURE or equivalent; 170 x 35mm D handles 10mm diameter by Hafele or equivalent (Ref 117.40.640) brushed stainless steel; Heavy-duty stainless-steel hinges & Door soft closers to be included BLUM or equivalent; 38mm x 600mm Omega White Quartz Hi-gloss Ice white Laminate with rounded EDGE profile; Anti-fungal mastic joint between splashback and worktop.
Kitchen Unit
| ^^^^4445mm long refer to drawing T404 |  | m
Extra over fpr
| ^^^^^^Sonas select sink pack, inset stainless steel 1.5 bowl and drainer complete with Sandringham dual control sink 1 taphole mixer, half inch basket strainer waste range or equal approved including all plumbing, traps etc. contractor to measure on site & confirm dimensions prior to ordering of materials. |  | nr
(76) STORAGE, SCREENING FITTINGS
NOTES
| Wherever products are specified by proprietary name and the phrase or equivalent is not included, it is to be deemed included |  | noidn
| The Tenderer's attention is drawn to the "Works Requirements within Volume A" attached, from which this element has been prepared |  | noidn
| For detailed description of workmanship see Architect's & Engineer's Drawings / Specification |  | noidn
Information generally
| 1. The work measured hereunder refers to the fitted furniture requirements associated with the new extension. These works will largely be carried out adjacent to a live environment and so all necessary precautions should be taken to ensure the safety of the building occupants. The Contractor MUST include herein for all costs associated with such precautions. |  | noidn
| 2. The Contractor should note limitations on working hours identified in Preliminaries Section of this Pricing Document. |  | noidn
FITTINGS
FITTINGS, EQUIPMENT AND FURNITURE
Proposed storage unit to be constructed using powder coated steel frame with bracings at the sides securely fixed; colour tbc by architect prior to manufacture of storage unit; shelves to consist of 18mm OSB board shelves with surrounding powder coated steel frame; steel frame to be supported off storage unit frame; use of melamine faced chipboard will not be permitted in any circumstances; units to comply with BS 6222 and BS en 1153 & structural performance to BS 6222:part 2, Grade H; surface finishes performance to BS 6222:part 3 & worktop classification to BS 6222:part 3, type 2; formaldehyde levels to conform to type class e1 of product standard EN622-1; refer to Architects drawing T403.
Equipment
| ^^^^storage; 3660mm wide x 600mm deep x 2000mm high; 4nr shelves |  | nr
| ^^^^storage; 2650mm wide x 600mm deep x 2000mm high; 4nr shelves |  | nr
| ^^^^storage; 2560mm wide x 600mm deep x 2000mm high; 4nr shelves |  | nr
| ^^^^storage; 2260mm wide x 600mm deep x 2000mm high; 4nr shelves |  | nr
| ^^^^storage; 1240mm wide x 600mm deep x 2000mm high; 4nr shelves |  | nr
Proposed open storage unit frame to be constructed using 50mm FSC certified MDF with formaica facing to top, sides and 18mm SC certified MDF with formaica facing backing, colour tbc by architect prior to manufacture of storage unit; all frame fixings to be concealed throughout; shelves to consist of 18mm FSC certified MDF with formaica facing with consealed fixings; melamine faced chipboard will not be permitted in any circumstances; units to comply with BS 6222 and BS EN 1153 & structural performance to BS 6222:part 2, grade H; surface finishes performance to BS 6222:part 3 & worktop classification to BS 6222:part 3, type 2; formaldehyde levels to conform to type class E1 of product standard EN622-1; refer to Architects drawing T404.
Equipment
| ^^^^open storage; 3600mm wide x 400mm deep x1350mm high |  | nr
Proposed storage unit to be constructed using 18mm FSC certified MDF with formaica facing to top, sides and back, colour tbc by Architect prior to manufacture of storage unit; all frame fixings to be concealed throughout; 3no. shelves to consist of 18mm FSC certified MDF with formaica facing, supported off powder coated heavyduty steel adjustable shelving racks fixed to storage unit frame; 4 part sliding door system to consist of 18mm FSC certified MDF with formaica facing with with 6mm bulletin board material fixed to external face of all doors; proposed aluminium sliding rail system to include top and bottom aluminium rails; 4 no. recessed brushed stainless steel handles the use of melamine faced chipboard will not be permitted in any circumstances; units to comply with BS 6222 and BS EN 1153 & structural performance to BS 6222:part 2, grade H, surface finishes performance to BS 6222:part 3 & worktop classification to bs 6222:part 3; type 2; Formaldehyde levels to conform to type class E1 of product standard EN622-1; ; refer to Architects drawing T404.
Equipment
| ^^^^lockable base unit storage; 3600mm wide x 600mm deep x 850mm high |  | nr
Mainstream Classroom Craft Sink Unit; Worktop to Architects specificaton with sink hop formed within; Note: kitchen carcass to be approved specification by specialist supplier all dimension to be confirmed on site prior to manufacture & installation; melamine carcassing primed and painted to selected colour - to Architects approval; internal shelving to be on adjustable fittings at 150mm centres by Hafele or equal approved; Press doors to consist of formica faced doors on 18mm FSC certified MDF (colour to be approved); hinges & push catch with magnets for openings to be provided by Hafele or equvalant approved by aArchitect with 20mm formica laminate shelving & inside lining; 100mm timber batten to provide base support for kitchen cabinets and to provide for 100mm high aluminium kicker at ground floor level;; refer to Architects drawing T403.
Equipment
| ^^^^special purpose Classroom Craft Sink Unit; 3000mm wide x 630mm deep x 900mm high |  | nr
Extra over the above for
| ^^^^Sonas or equivalent Sandringham select sink pack, inset stainless steel 1.5 bowl and drainer complete with Sandringham dual control sink 1 taphole mixer, half inch basket strainer waste range or equal approved ncluding all plumbing, traps etc. Contractor to measure on site & confirm dimensions prior to ordering of materials |  | nr
Proposed storage unit to be constructed using 18mm FSC certified MDF with formaica facing to top, sides and back, colour tbc by Architect prior to manufacture of storage unit; all frame fixings to be concealed throughout; 3no. shelves to consist of 18mm FSC certified mdf with formaica facing, supported off powder coated heavyduty steel adjustable shelving racks fixed to storage unit frame; 4 part sliding door system to consist of 18mm FSC certified mdf with formaica facing with with 6mm bulletin board material fixed to external face of all doors; proposed aluminium sliding rail system to include top and bottom aluminium rails; 4 no. recessed brushed stainless steel handles the use of melamine faced chipboard will not be permitted in any circumstances. units to comply with BS 6222 and BS EN 1153 & structural performance to BS 6222:part 2, grade H; surface finishes performance to BS 6222:part 3 & worktop classification to bs 6222:part 3, type 2; formaldehyde levels to conform to type class E1 of product standard EN622-1; refer to Architects drawing T403.
Equipment
| ^^^^storage; 2750mm wide x 600mm deep x 2200mm high; 3nr shelves |  | nr
| ^^^^storage; 4100mm wide x 600mm deep x 2200mm high; 3nr shelves |  | nr
| ^^^^storage; 5230mm wide x 600mm deep x 2200mm high; 3nr shelves |  | nr
Contractor to supply & fit Mainstream Classroom with new IT Bench unit to Architects design drawings in accordance with Department of Education Design Guidelines; Contractor to allow for service connections and finishing around this upon completion of fitting; Refer to Architects drawings for location of Mainstream Classroom with IT Bench unit; Contractor to allow for ALL fitted joinery as shown in plan and elevation; Contractors responsibility to make good of any damage caused throughout proposed works to new joinery & fitted furniture at their own expense up until the point of handover; proposed counter shall be 30mm thick moisture resistant MDF worktop with decorative high pressure laminate, rounded edges providing circular-cut outs with PVC grommets cables; all Worktop edges to be provided with C-shaped frame; Worktop unit to be supported and held by 50x 50mm mild steel frame and finished with epoxy powder coated to selected RAL colour; unit to be provided with end caps and adjustable feet to allow for change in height; Colour to be agreed with architect prior to order; melamine faced chipboard will not be permitted in any circumstances; units to comply with BS 6222 and BS EN 1153 & structural performance to BS 6222:part 2, grade H. Surface finishes performance to BS 6222:part 3 & worktop classification to BS 6222:part 3, type 2; Formaldehyde levels to conform to Type Class E1 of product standard EN622-1; refer to Architects drawing T403.
Equipment
| ^^^^special purpose; IT Bench 2500 x 630mm deep |  | nr
Sluice sink units shall consist of 18mm FSC Certified MDF Woodfibre boards with all edges sealed with Rubio Clear Dry Oil PURE or equivalent - this must be applied to all edges; Sluice sink unit Carcass shelving to consist of White Melamine Birch Ply at 18mm thickness; all Carcasses are to be elevated from the floor level with a 150mm Base constructed beneath units to accommodate any services, faced with SWISSCDF or equivalent 19.4mm as per units; colour of which to be confirmed. doors to consist of 18mm Birch Plywood with high pressure POLYREY DURION CLASSIQUE HPL or equivalent facing with Birch Edges exposed sealed and finished with a suitable lacquer/ seal to prevent moisture damage and any other damage; Facings: All SWISSCDF or equivalent 19.4mm with all edges sealed with Rubio Clear Dry Oil PURE or equivalent; 170 x 35mm D handles 10mm diameter by Hafele or equivalent (Ref 117.40.640) brushed stainless steel; Heavy-duty stainless-steel hinges & Door soft closers to be included – BLUM or EQA; 38mm x 600mm Omega White Quartz Hi-gloss Ice white Laminate with rounded EDGE profile; Anti-fungal mastic joint between splashback and worktop; shelving 350mm depth, 2000mm height, refer to plan for length; Frame material: steel; no. of shelves: 5 tier, 12mm plywood shelves; shelving to be fixed to perimeter walls with mechanical fixings; refer to Architects drawing T403.
Equipment
| ^^^^storage; 2010mm wide x 600mm deep x 2200mm high |  | nr
Extra over for
| ^^^^^^High back cleaners sink to proposed sluice room; Stainless Steel Sink Packs with drainer section with suitable 1 x Single lever Mixer Tap as indicated at all sink stations/ locations on the Architects drawings; all sinks to include sealed plastic bottle traps; all sinks shall have a second Drinking water tap included. |  | nr
Coat rail 3000mm minimum length suitable for 30 no. coats, fixed 1000-1200mm above F.F.L in each mainstream class base in proposed rear extension; Refer to Architects floor plans for location in each classroom.
Furniture, furnishings, details stated
| ^^^^special purpose; coat rail 3.0m long |  | nr
Magnetic white boards, fixed 800-900mm above F.F.L, where an interactive board is being supplied (by others) the white board should be reduced to 1200 x 1200mm in each mainstream class base in proposed rear extension.
Furniture, furnishings, details stated
| ^^^^special purpose; 2400 x 1200mm magnetic white boards |  | nr
Notice board in each mainstream class base in proposed rear extension.
Furniture, furnishings, details stated
| ^^^^special purpose; 2400 x 1200mm notice board |  | nr
Blinds shall be manually operated heavy duty contract grade steel tube spring-less rollers, complete with side winder endless ball chain control units and child safety clips appropriately sized for each opening and shall be in compliance with Irish Standard ISEN 13120; Internal Blinds; contractor to allow for blackout blinds throughout and SEN spaces to include patterns (animals, balloons, cars & trucks etc.), design TBC and approved by architect prior to order/ manufacture confirmation; blind material shall be light coloured dense basket weave sunscreen material; blinds must perform such that they eliminate glare to the teaching walls and white/black boards, associated data projection screens and white interactive boards, reduce heat transfer to the room and still permit light transmission to the internal space; daylight transmission, solar absorption, openness factor and shading co-efficiency must all be taken into account when selecting the appropriate sun screen shade cloth for the teaching spaces; in order to achieve the above requirements and ensure the blinds are fit for purpose as outlined consideration should be given to; light transmission values in the 9% to 12% range; solar absorption in the 17% to 20% range; optimum shading coefficient; openness factor in the 3% to 5% range (All blinds on East and South facing Classroom windows to have a 3% openness factor, subject to mock up on site); both blinds to be light in colour and identical in colour; NOTE: these are guidance values and should not be taken as absolute selection criteria; each case must be accessed on its own circumstances; a full-size mock-up for a south facing teaching space with interactive white board and data projector operational must be conducted prior to final selection of the blind material; manufacture and installation of the blinds shall comply with the requirements of the Irish standards ISEN 13120 Internal blinds - performance including safety requirements; the blind material shall be in compliance with Clause 4: Blinds, TGD-030 and should meet the designation of flameproof when assessed in accordance with BS 3120: 1959. a test certificate as in Appendix C of; fire safety of furnishings and fittings in places of assembly; should be supplied for each item specified.
Furniture, furnishings, details stated
72A | ^^^^Blinds; 1200mm wide x 850mm high |  | nr
72A | ^^^^Blinds; 1200mm wide x 2900mm high; |  | nr
72A | ^^^^Blinds; 2845mm wide x 2935mm high |  | nr
Contractor to allow for the supply and fitting of all proposed appliances as indicated on architects’ drawings. Refer to Appendix documents for specification sheets on required appliances; Note: Appliances included may not be available at time of construction, contractor to provide data sheets of all appliances to architect to prior to order for approval.
Fitting
| ^^^^Full Height Integrated Whirlpool Fridge/ Freezer to have an A+ energy Rating |  | nr
| ^^^^Integrated Zanussi Dishwasher to have an A+ energy Rating |  | nr
| ^^^^integrated Zanussi Extract Hood to have an A+ energy Rating |  | nr
| ^^^^Countertop Hob to have an A+ energy Rating |  | nr
| ^^^^Integrated Ovens to have an A+ energy Rating |  | nr
| ^^^^Integrated Zanussi Microwaves to have an A+ energy Rating |  | nr
******SITE WORKS******
(10) PREPARED SITE
NOTES
| Wherever products are specified by proprietary name and the phrase “or equivalent” is not included, it is to be deemed included |  | noidn
| The Tenderer's attention is drawn to the "Works Requirements within Volume A" attached, from which this element has been prepared |  | noidn
| For detailed description of workmanship see Architect's & Engineer's Drawings / Specification |  | noidn
Information generally
| 1. The work measured hereunder refers to site preparatory works associated with the new extension, including works outside the boundary of the site. These works will largely be carried out adjacent to a live environment and so all necessary precautions should be taken to ensure the safety of the building occupants. The Contractor MUST include herein for all costs associated with such precautions. |  | noidn
| 2. It is imperative that all tendering Contractors carry out an extensive and detailed site visit to familiarise themselves with the conditions and restrictions that all elements of the demolition, alteration and new work will be carried out in accordance with; Contractor to include in his / her rates herein for the nature of the site. |  | noidn
| 3. Demolition work shall be carried out in accordance with B.S. 6187. |  | noidn
| 4. Protect the public and occupiers of adjoining properties by erection of temporary fences, warning lights, etc before commencing work. |  | noidn
| 5. Notify all service authorities and / or owners of adjoining property, not less than one week before commencing operations. |  | noidn
| 6. Locate and mark the position of services affected by the work; arrange with the appropriate authorities for the location and marking of the position of mains services. |  | noidn
| 7. Prior to demolitions measured hereunder any Specialist Contractor executing the works will have to be approved by the Architect / Engineer for the project (e.g. asbestos removal Subcontractors). |  | noidn
| 8. The Contractor must allow for all necessary segregation of demolition waste and disposal of same in suitably registered tips; including all necessary certificates, licences and permits; all in accordance with current Department of Environment regulations. |  | noidn
| 9. Removals and disposal shall be the full responsibility of the Contractor and shall be carried out in full compliance with The Waste Management Act 1996 and all Regulations thereunder; the European Communities (Protection of Workers) / (Exposure to Asbestos) Regulations, 1989 to 2000; the Safety, Health and Welfare at Work (Exposure to Asbestos) Regulations 2006 and in accordance with the requirements of the Local Authority. |  | noidn
| 10. The rates quoted hereunder for demolition or alteration of existing structural elements will be deemed to INCLUDE for all necessary propping and shoring of overhead or surrounding structures during the operation. |  | noidn
| 11. The Contractor should note limitations on working hours identified in the Preliminaries Section of the Pricing Document. |  | noidn
DEMOLITION AND ALTERATIONS
ALTERATIONS
Allowance for decommissioning of existing surface, foul and watermains and allowing for diversions during the works; removal of all existing pipework; including all excavating, disposal off site, grubbing up and filling with suitable imported fill material; all in accordance with the tender documentation that accompany this Pricing Document; refer to Engineers drawing M073-TCE-B1-00-DR-C-2002 for locations.
Removing
| ^^^^mechanical installations; surface water drainage diversion and removal |  | item
| ^^^^mechanical installations; foul water drainage diversion and removal |  | item
| ^^^^mechanical installations; watermain diversion and removal |  | item
Where resurfacing of existing tarmacadam is required the existing top layers of the tarmacadam is to be removed; refer to Architects drawings and specification.
Removing
| ^^^^finishes; existing tarmacadam; 140mm deep |  | m2
Contractor is to allow for the removal of existing bike stand & shelter to allow for the construction access; 15 number bike stands are to be relocated for the duration of the construction; including breaking out, disposal off site to a certified disposal facility, making good surrounds; all in accordance with Architect's Drawings and Specification
Removing
| ^^^^fittings; bike stand and shelter |  | m2
Contractor is to allow for the removal of existing entrance ramp into the car park to allow for the new proposed layout of the car park which is indicated on architects proposed site plan; including breaking out, disposal off site to a certified disposal facility, making good surrounds; all in accordance with Architect's Drawings and Specification
Removing
| ^^^^finishes; car park ramp |  | m2
EXCAVATION AND EARTHWORK
EXCAVATION
Contractor to fully remove tree including stump and roots to allow for proposed extension; including disposal.
Removing
| ^^^^girth exceeding 450mm not exceeding 1500mm; back fill will excavated top soil |  | nr
Excavation
Topsoil for preservation
| ^^^^average depth 200mm |  | m2
Reduce levels
47F | ^^^^not exceeding 2.00m deep (building) |  | m3
| ^^^^not exceeding 2.00m deep (paths) |  | m3
| ^^^^not exceeding 2.00m deep (road) |  | m3
| ^^^^not exceeding 2.00m deep (paving) |  | m3
Extra over for
| ^^^^^^breaking up existing; hard surfaces; concrete footpath and paved areas |  | m2
Disposal
| ^^^^surface water; keep the surface of the site free of surface water |  | item
| ^^^^ground water; keeping the excavations free of ground water |  | item
| ^^^^excavated material off site |  | m3
FILLING
Hardcore; clause 804 material certified pyrite free in accordance with Structural Engineer's Specification; depositing and compacting in layers 150mm thick
Filling; to make up levels
47C | ^^^^average thickness not exceeding 250mm thick; grading to falls; compacting in accordance with Engineer's specification |  | m3
(20) SITE STRUCTURES (SOFT PLAY AREA)
EXCAVATION AND EARTHWORK
EXCAVATION
Excavation
Topsoil for preservation
| ^^^^average depth 200mm |  | m2
Reduce levels
136C | ^^^^not exceeding 2.00m deep |  | m3
Disposal
136E | ^^^^surface water; keep the surface of the site free of surface water |  | Item
136F | ^^^^ground water; keeping the excavations free of ground water |  | Item
47A | ^^^^topsoil for preservation on site |  | m3
47A | ^^^^excavated material off site |  | m3
Hardcore formed to give a 1: 50 falls from the centre of the play area to the outside edges; 225mm min. sub-base layer compacted hardcore to clause 804; in accordance with Structural Engineer's Specification; depositing and compacting in layers 150mm thick
Filling; material stated
137A | ^^^^average thickness not exceeding 250mm thick; grading to falls; compacting in accordance with Engineer's specification |  | m3
400mm min. 6F2 capping layer; in accordance with Structural Engineer's Specification; depositing and compacting in layers 150mm thick
Filling; material stated
137A | ^^^^average thickness exceeding 250mm thick; grading to falls; compacting in accordance with Engineer's specification |  | m3
ROOFING, CLADDING AND WATERPROOFING
MASTIC ASPHALT AND WATERPROOF NON-METAL FLEXIBLE SHEET COVERINGS
Thrace 40/40 geogrid or equivalent under subbase layer; in accordance with Engineers Specification.
Geotextile membranes
137C | ^^^^horizontal; exceeding 300mm wide |  | m2
SURFACE WATER DRAINAGE
DRAINAGE BELOW GROUND
Aco channel strip along external perimeter of external play area as indicated in architects drawings connected to proposed drainage system drawings connected to proposed drainage system; including cast iron heavy duty ductile lockable grating; include for Grade C25 concrete bed and surround as required; all in accordance with the Engineer's drawings and specification
Sundries
130C | ^^^^channels |  | m
130C | ^^^^outlet connections |  | nr
130C | ^^^^sump units |  | nr
SURFACE PAVINGS, FENCING AND LANDSCAPING
IN-SITU SURFACE PAVINGS
Wearing course / layer is constructed from a 1-4mm EPDM (ethylene propylene diene monomer) rubber course 20mm; base layer or shock pad layer (30mm) is constructed from 2-6mm SBR (styrene butadiene rubber) rubber crumb, which is screeded to the appropriate depth and allowed to cure; level access is to be provided at all gate along the perimeter area; refer to Architects Specification 70.
Soft Play
137C | ^^^^20mm EPDM; 30mm shock pad layer |  | m2
FENCING
Paladin Anti Climb fencing to proposed external secure soft play area as indicated on architects proposed site & below specification; To BS1722-14 category 1; Irfen Paladin Mesh Fence System is a striped mesh using 6mm horizontal wire generally at 195mm centres reducing to 50mm centres on the v crimp; it has 4mm wires structured with 2 wires at 40mm centres and 4 wires at 24mm centres to give the striped effect; finished in Polyester Powder Coating to BS 6497; Posts: 60 x 60 x 2mm galvanised and subsequently electrostatically powder coated in a plant complying to EN 1722Part 16; Post Centres: Maximum 3030mm; Fixings: Irfen Steel Clips with 8mm Anti Vandal Bolts; erect posts plumb and level in 25n concrete bases minimum size 350 x 350 x 600mm or as recommended by supplier, set 100mm below ground level; submit manufacturers and installer certificates to BS 1722-14
Fencing
130C | ^^^^2400mm high |  | m
Extra over the above for
130C | ^^^^^^1200 x 2400mm high pedestrian single leaf gate to be included and connected on keypad; note the proposed external gate must have a fail-safe connection to the fire alarm system which will allow the gate to be manually opened upon activation of the fire alarm system. |  | nr
(20) SITE STRUCTURES (SENSORY GARDEN)
EXCAVATION AND EARTHWORK
EXCAVATION
Excavation
Topsoil for preservation
| ^^^^average depth 200mm |  | m2
Reduce levels
| ^^^^not exceeding 2.00m deep |  | m3
Disposal
46C | ^^^^surface water; keep the surface of the site free of surface water |  | Item
46D | ^^^^ground water; keeping the excavations free of ground water |  | Item
47A | ^^^^topsoil for preservation on site |  | m3
47A | ^^^^excavated material off site |  | m3
FILLING
Hardcore formed to give a 1: 50 falls from the centre of the play area to the outside edges; 225mm min. sub-base layer compacted hardcore to clause 804; in accordance with Structural Engineer's Specification; depositing and compacting in layers 150mm thick
Filling; material stated
47C | ^^^^average thickness not exceeding 250mm thick; grading to falls; compacting in accordance with Engineer's specification |  | m3
50mm compacted 6–10mm angular crushed gravel; form finished surface to minimum 1:40 crossfall; gravel colour and aggregate type to Architects approval; construct to manufacturer's recommendations and standard S127.
Filling; material stated
| ^^^^average thickness not exceeding 250mm thick; grading to falls; compacting in accordance with Engineer's specification |  | m3
Extra over for
| ^^^^feature stepping stones A |  | nr
| ^^^^feature stepping stones B |  | nr
CONCRETE WORK
PRECAST CONCRETE
Precast concrete kerbs to be 450x250x125 precast concrete kerb to I.S. 146 laid on 100mm concrete bed & haunch.
Kerbs
| ^^^^450 x 250 x 125mm precast kerb |  | m
ROOFING, CLADDING AND WATERPROOFING
MASTIC ASPHALT AND WATERPROOF NON-METAL FLEXIBLE SHEET COVERINGS
Non-woven geotextile membrane; in accordance with Engineers Specification.
Geotextile membranes
137C | ^^^^horizontal; exceeding 300mm wide |  | m2
SURFACE WATER DRAINAGE
DRAINAGE BELOW GROUND
Raindrain Aco channel strip or equivalent along external perimeter of external play area as indicated in architects drawings connected to proposed drainage system; iincluding cast iron heavy duty ductile lockable grating; include for Grade C25 concrete bed and surround as required; all in accordance with the Engineer's drawings and specification
Sundries
130C | ^^^^channels |  | m
130C | ^^^^outlet connections |  | nr
130C | ^^^^sump units |  | nr
SURFACE PAVING, FENCING AND LANDSCAPING
FENCING
Paladin Anti Climb fencing to proposed external secure soft play area as indicated on architects proposed site & below specification; To BS1722-14 category 1; Irfen Paladin Mesh Fence System is a striped mesh using 6mm horizontal wire generally at 195mm centres reducing to 50mm centres on the v crimp; it has 4mm wires structured with 2 wires at 40mm centres and 4 wires at 24mm centres to give the striped effect; finished in Polyester Powder Coating to BS 6497; Posts: 60 x 60 x 2mm galvanised and subsequently electrostatically powder coated in a plant complying to EN 1722Part 16; Post Centres: Maximum 3030mm; Fixings: Irfen Steel Clips with 8mm Anti Vandal Bolts; erect posts plumb and level in 25n concrete bases minimum size 350 x 350 x 600mm or as recommended by supplier, set 100mm below ground level; submit manufacturers and installer certificates to BS 1722-14
Fencing
130C | ^^^^Paladin fence; 2400mm high |  | m
Extra over the above for
130C | ^^^^^^1200 x 2400mm high pedestrian single leaf gate to be included and connected on keypad; note the proposed external gate must have a fail-safe connection to the fire alarm system which will allow the gate to be manually opened upon activation of the fire alarm system. |  | nr
GRASSING AND PLANTING
Topsoil, from preserved mounds; insure topsoil free from all inorganic materials and impurities; treated with weed killer
Filling; Topsoil
| ^^^^to make up levels |  | m3
Proposed sensory garden surface to be gently sloped at 1:50 gently as indicated on architects drawings
Shrubs
| ^^^^Lavandula angustifolia |  | m2
| ^^^^Mentha pulegium |  | m2
| ^^^^Melissa officinalis |  | m2
| ^^^^Thymus vulgaris |  | m2
| ^^^^Rosmarinus officinalis |  | m2
| ^^^^Pelargonium graveolens |  | m2
| ^^^^Tropaeolum majus |  | m2
| ^^^^Aloysia citrodora |  | m2
| ^^^^Cosmos atrosanguineus |  | m2
| ^^^^Thymus pseudolanuginosus |  | m2
Trees
| ^^^^Malus domestica, 12-14cm gth, BR, 1.8m ht clear stem |  | nr
| ^^^^Pyrus communis, 10-12cm gth, BR, 1.8m ht clear stem |  | nr
Edible plant mix to timber sleepers
| ^^^^Salvia officianalis, Sage, cg 2L, 4 per m2 |  | nr
| ^^^^Mentha spicata, Spearmint, cg 2L, 2 per m2 |  | nr
| ^^^^Allium schnoeprasum, Chives, cg 1L, 5 per m2 |  | nr
| ^^^^Fragaria x ananassa, Garden strawberry, cg 1L, 5 per m2 |  | nr
| ^^^^Oregano 'Golden', Marjoram, cg 1L, 3 per m2 |  | nr
| ^^^^Calendula officianalis, Pot marigold, cg 1L, 5 per m2 |  | nr
| ^^^^Rosmarinus officianalis, Rosemary, cg 5L |  | nr
| ^^^^Lavandula angustifolia, Lavender, cg 2L, 3 per m2 |  | nr
| ^^^^Thymus citriodorus, Lemon scented thyme, cg 2L, 3 per m2 |  | nr
FITTINGS
FITTINGS, EQUIPMENT AND FURNITURE
Vegetable garden, timber sleepers L2.5m x W1m x H0.6m and edible plant mix inside (planting measured above)
Furniture, furnishings, details stated
| ^^^^site; timber sleepers; 2500mm long x 1000mm wide x 600mm high |  | nr
(20) SITE STRUCTURES (CYCLE LANE)
EXCAVATION AND EARTHWORK
EXCAVATION
Excavation
Reduce levels
| ^^^^average depth 200mm |  | m3
Extra over for
| ^^^^^^breaking up existing; hard surfaces; concrete footpath |  | m2
Disposal
| ^^^^surface water; keep the surface of the site free of surface water |  | item
| ^^^^ground water; keeping the excavations free of ground water |  | item
| ^^^^excavated material off site |  | m3
FILLING
150mm thick granular sub-base material to Clause 804 of the NRA Specification for Roadworks which shall be spread and compacted to the required thickness; compaction shall be carried out in accordance with Clause 802 of the NRA Specification and in accordance with Table 8.1 of the Engineers specification
Filling; material stated
137A | ^^^^average thickness; exceeding 250mm |  | m3
CONCRETE WORK
PRECAST CONCRETE
Precast concrete kerbs to be 450x250x125 precast concrete kerb to I.S. 146 laid on 100mm concrete bed & haunch.
Kerbs
| ^^^^450 x 250 x 125mm precast kerb |  | m
ROOFING, CLADDING AND WATERPROOFING
MASTIC ASPHALT AND WATERPROOF NON-METAL FLEXIBLE SHEET COVERINGS
Thrace 40/40 geogrid or equivalent under subbase layer; in accordance with Engineers Specification.
Geotextile membranes
137C | ^^^^horizontal; exceeding 300mm wide |  | m2
SURFACE PAVINGS, FENCING AND LANDSCAPING
IN-SITU SURFACE PAVINGS
Two-course bituminous macadam surfacing shall be laid over the sub-base where specified; consisting of a macadam base course in accordance with BS 4987 rolled with a power roller to a consolidated thickness of 63mm; second course of bituminous macadam in accordance with BS 4987 is to be laid over and rolled with a power roller to a consolidated thickness of 25mm giving 88mm consolidated for the two layers; all in accordance with the Architects drawings and specifications
Cycle Lane
137C | ^^^^88mm deep bituminous macadam; base course 63mm; wearing course 25mm |  | m2
Thermoplastic road markings; to BS 3262; applied evenly at a rate of 400-500g/m; all in accordance with DOE Traffic Signals Manual
Line marking
| ^^^^100mm wide; continuous lines |  | m
Letters and figures
| ^^^^bike symbol; overall size 1200mm wide x 2500mm long |  | nr
| ^^^^directional arrow; 2.20m long |  | nr
(40) ROADS, PATHS AND PAVINGS
NOTES
| Wherever products are specified by proprietary name and the phrase “or equivalent” is not included, it is to be deemed included |  | noidn
| The Tenderer's attention is drawn to the "Works Requirements within Volume A" attached, from which this element has been prepared |  | noidn
| For detailed description of workmanship see Architect's & Engineer's Drawings / Specification |  | noidn
Information generally
| 1. The work measured hereunder refers to the concrete footpaths, car parking, associated with the car park extension. These works will largely be carried out within a live environment and so all necessary precautions should be taken to ensure the safety of the building occupants. The Contractor MUST include herein for all costs associated with such precautions. |  | noidn
| 2. The Contractor should note limitations on working hours identified in Preliminaries Section of this Pricing Document. |  | noidn
EXCAVATION AND EARTHWORK
FILLING
350mm 6F1/6F2 capping layer in accordance with Engineer's Specification; depositing and compacting in layers 150mm maximum thickness
Filling; material stated
| ^^^^average thickness; exceeding 250mm; concrete areas |  | m3
150 mm minimum compacted thickness of Type 1 granular sub-base to Clause 803 of the NRA Specification for Roadworks which shall be spread and compacted to the required thickness; compaction shall be carried out in accordance with Clause 802 of the NRA Specification and in accordance with Table 8.1 of the Engineers specification
Filling; material stated
| ^^^^average thickness; not exceeding 250mm; paved areas |  | m3
150mm thick granular sub-base material to Clause 804 of the NRA Specification for Roadworks which shall be spread and compacted to the required thickness; compaction shall be carried out in accordance with Clause 802 of the NRA Specification and in accordance with Table 8.1 of the Engineers specification
Filling; material stated
| ^^^^average thickness; not exceeding 250mm; bituminous areas |  | m3
| ^^^^average thickness; not exceeding 250mm; concrete areas |  | m3
Laying course; sand blinding to BS EN 13242; type 2 / 6.3 GC 80 / 20; all in accordance with the Engineers drawing and specifications
Surface Treatments
| ^^^^blinding filling with sand 50mm thick |  | m2
CONCRETE WORK
INSITU CONCRETE
Proposed Concrete footpaths to be provided in the locations indicated on architects site plan; provide reinforced In-situ concrete; grade C40N20; path edges to be bullnosed with float finish including working around AJ covers, manhole covers, gully traps etc.; refer to plan to see extent of new pathways; 100mm exposed aggregate in-situ concrete increasing to 150mm in areas with vehicular access
Paths
| ^^^^not exceeding 150mm thick; reinforced |  | m3
REINFORCEMENT
Reinforcement fabric mesh; B142 mesh; as per Architects specification
Fabric
| ^^^horizontal |  | m2
FORMWORK
Formwork; generally; finish as Architects specification
Edges of beds
| ^^^^not exceeding 250mm high |  | m
SUNDRIES
Designed joints; transverse contraction joints at 3000mm c/c's comprising of a double layer of roofing felt to IS 15; formed in concrete footpaths
Transverse contraction joints
| ^^^^depth not exceeding 150mm; |  | m
Surface finish to slabs to engineer's approval
Surface finishes
| ^^^^brushed; to falls and crossfalls |  | m
PRECAST CONCRETE
Precast concrete kerbs to be 450x250x125 precast concrete kerb to I.S. 146 laid on 100mm concrete bed & haunch.
Kerbs
| ^^^^450 x 250 x 125mm precast kerb |  | m
ROOFING, CLADDING AND WATERPROOFING
MASTIC ASPHALT AND WATERPROOF NON-METAL FLEXIBLE SHEET COVERINGS
Thrace 40/40 geogrid or equivalent under subbase layer; in accordance with Engineers Specification.
Geotextile membranes
137C | ^^^^horizontal; exceeding 300mm wide |  | m2
SURFACE PAVINGS, FENCING AND LANDSCAPING
IN-SITU SURFACE PAVINGS
Bituminous macadam in accordance with BS 4987 is to be laid over and rolled with a power roller to a consolidated thickness of 140mm consisting of 60mm stone mastic on 80mm of dense bitumen macadam to clause 811; final finished ground levels to be agreed with architect; all in accordance with the Architects drawings and specifications
Roads
137C | ^^^^140mm deep bituminous macadam to existing planed surfaces; base course 80mm; stone mastic 60mm |  | m2
Two-course bituminous macadam surfacing shall be laid over the sub-base where specified; consisting of a macadam base course in accordance with BS 4987 rolled with a power roller to a consolidated thickness of 63mm; second course of bituminous macadam in accordance with BS 4987 is to be laid over and rolled with a power roller to a consolidated thickness of 25mm giving 88mm consolidated for the two layers; all in accordance with the Architects drawings and specifications
Roads
137C | ^^^^88mm deep bituminous macadam; base course 63mm; wearing course 25mm |  | m2
Sundries
137C | ^^^^fair joint to existing finishes; jointing to existing macadam |  | m
Pedestrian crossings
137C | ^^^^Black and White stripes on road surface; road markings are to 100mm wide and the contractor is to submit proposed product to architect for approval; provide buff coloured module b type blister tactile paving either side of the pedestrian crossing point; 100mm ramp to be provided across the unguarded pedestrian crossing |  | nr
Thermoplastic road markings; to BS 3262; applied evenly at a rate of 400-500g/m; all in accordance with DOE Traffic Signals Manual
Line marking
| ^^^^100mm wide; continuous lines |  | m
| ^^^^hatching to set down area; yellow |  | m2
| ^^^^hatching to disabled parking; yellow |  | m2
| ^^^^hatching to ev parking; green |  | m2
Letters and figures
| ^^^^disabled parking bays symbol; overall size 1200mm wide x 2500mm long |  | nr
| ^^^^directional arrow; 3.20m long |  | nr
| ^^^^ramp triangles; 980mm long |  | nr
| ^^^^yeild triangles; 980mm long |  | nr
| ^^^^single digit numbers |  | nr
| ^^^^double digit numbers |  | nr
PRE-FORMED PAVING AND EDGING UNITS
Proposed Tactile paving shall consist of buff coloured Kilsaran Corduroy or equivalent tactile paving; footpath to grade to crossing point level at grade of 1:20; Kilsaran Corduroy or equivalent Tactile Paving; profiled finish comprising of rows of flat top rods on the surface; flat top rods are laid parallel to the edge of the hazard at a distance of 400mm away; Product Standard - BS EN 1339:2003, BS7997 BS:2003, DDCENTS15209:2008
Paving
| ^^^^50mm thick; tactile paving |  | m2
Kilsaran - Lismore Block Natural, size 240 x 160 x 60mm; reaction to fire class Class A1; to comply with EN 1338:2003; premium aggregate finish; typical tensile splitting strength of greater than 3.6 MPa and a failure load of greater than 250N/mm; Lismore Block paving have a 1.5mm approx. internal spacer nib which will give a resulting standard joint width of approx. 2mm when laid; joints should be filled with kiln dried sand; all in accordance with the Architects drawings and specifications
Pavings
| ^^^^60mm thick; to falls and crossfalls |  | m2
(50) SITE SERVICES (MAINLY PIPED AND DUCTED)
NOTES
| The Tenderer's attention is drawn to the "Works Requirements within Volume A" attached, from which this element has been prepared |  | noidn
| For detailed description of workmanship see Architect's & Engineer's Drawings / Specification |  | noidn
Information generally
| 1. The work measured hereunder refers to the surface and foul drainage systems associated with the new extension. These works will largely be carried out adjacent to a live environment and so all necessary precautions should be taken to ensure the safety of the building occupants. The Contractor MUST include herein for all costs associated with such precautions. |  | noidn
| 2. The Contractor should note limitations on working hours identified in Preliminaries Section of this Pricing Document. |  | noidn
DRAINAGE (SURFACE WATER)
BELOW GROUND
Excavating trenches to receive pipes; starting from existing ground level, filling over bed and surround with certified pyrite free clause 804 in accordance with Engineers specification, compacted in 150mm maximum layers; grading bottoms; earthwork support; disposing of surplus excavated material off site
Excavating trenches for; pipes not exceeding 250mm nominal diameter
140D | ^^^^average depth; 0.50 - 1.00m (connections) |  | m
140D | ^^^^average depth; 0.50 - 1.00m |  | m
140D | ^^^^average depth; 1.00 - 1.50m |  | m
140D | ^^^^average depth; 1.50 - 2.00m |  | m
140D | ^^^^average depth; 2.00 - 2.50m |  | m
Extra over excavating trenches irrespective of depth for
| ^^^^^^breaking up hard surfaces |  | m
| ^^^^^^next to existing buildings |  | item
| ^^^^^^next/alongside existing services |  | item
Disposal
141A | ^^^^ground water |  | item
141B | ^^^^surface water |  | item
Gravel bed and surround; free draining single size washed gravel chippings; nominal size 10-20mm;as per Engineer's specification
Beds and surrounds
141C | ^^^^600mm wide x 600mm thick; to 100mm pipe |  | m
141C | ^^^^700mm wide x 600mm thick; to 225mm pipe |  | m
Pipes; uPVC pipes; to comply with BS 4660 and BS 5482; flexible spigot and socket joints in the running length
Pipes
140D | ^^^^100mm nominal diameter |  | m
140D | ^^^^225mm nominal diameter |  | m
Extra over pipes on which they occur for
141E | ^^^^^^bends |  | nr
141E | ^^^^^^tees |  | nr
141E | ^^^^^^thrust blocks; size to suit requirements |  | nr
Concrete road gullies complete, precast concrete gully set complying with BS 5911; bedded and surrounded in 150mm thick Grade C20 concrete; cleaning eye stopper and galvanised chain, brick seating; lockable grating and frame to Group 4 (min. class D 400) to IS EN 124; including excavation, earthwork support, hardcore, backfilling, disposal of surplus spoil; as per Engineers specification
Pipe accessories
| ^^^^450mm diameter x 850mm deep complete with heavy duty lockable ductile iron grating and frame; include for all ends required to connect gully to 150mm pipework; set in position |  | nr
Armstrong junctions; "Wavin" or equivalent; galvanised cast iron cover and frame; 300 x 300mm square top, set and surrounded in Grade C20 concrete; jointing to uPVC pipework; including excavation, disposal etc.
uPVC accessories
141G | ^^^^1 nr 150mm inlet; 1 nr 150mm outlet; depth 0.50 - 1.00m |  | nr
Manholes complete; all in accordance with Engineers specification; precast concrete chamber to B.S. 5911-3, reinforcement to B.S. 4449 and B.S. 4482; min 150mm thick grade 35N20 concrete surround walls; 500mm deep insitu concrete base on 75mm thick blinding; precast concrete cover slab; forming 675 x 675mm ope in slab; rendered C20 concrete benching finished with 2:1 sand cement mortar; single or double oblique curved channels; galvanised step irons to B.S. 729 at 300mm centres vertically, 1st step 665m from cover ; heavy duty lockable grade A ductile iron manhole cover and frame bedded in cement mortar bed with one to three courses of brickwork to I.S. 261; lifting keys; safety chain; forming all necessary pipe entry openings in walls; forming curved channels as required; rocker pipe connections; include for all excavation and earthwork support, working space, disposal of excavated material off site; all as Engineers Drawings and Specification
Manholes
141G | ^^^^internal size 1200mm diameter; 500mm - 1000mm deep; including all channels required; associated branch connections |  | nr
141G | ^^^^internal size 1200mm diameter; 1000mm - 1500mm deep; including all channels required; associated branch connections |  | nr
141G | ^^^^internal size 1200mm diameter; 2000mm - 2500mm deep; including all channels required; associated branch connections |  | nr
Extra over the above for
| ^^^^^^silt trap chamber with 200mm deep sump below invert level |  | nr
Connecting to existing live surface water manhole; include for breaking into existing manhole and forming new inlet pipe; provide for all necessary bypass pumping as required; apply for and pay for associated connection fees; include for all connections and fittings required; all to the satisfaction of the Engineer and Local Authority
Connections
| 1000mm - 1500mm deep; including making good and backfilling |  | nr
| 1500mm - 2000mm deep; including making good and backfilling |  | nr
Rainwater planter; 8x1m rainwater planter; 1.15m deep for two storey extension roof rainwater; 100mm diameter perforated pipe along base and overflow pipe at either end; drainage pipe below planter to be covered in concrete ; include for all excavation and earthwork support, excavation below water table level, concrete and formwork, working space, disposal of excavated material off site, pipe work and backfilling with drainage, transition and vegetation layers etc; refer to drawing M073-TCE-B1-ZZ-DR-S-2003 for details.
Rainwater Planter
142A | ^^^^8000 x1000mm rainwater planter; 1150mm deep |  | nr
Testing and commissioning
145B | ^^^^provide for cleaning of all existing manholes and existing sewers on site so that new sewers connecting will flow correctly to the satisfaction of the Engineer |  | item
| ^^^^provide for CCTV survey before commencement of surface water drainage works |  | item
| ^^^^provide for CCTV survey of surface water drainage upon completion |  | item
DRAINAGE (FOUL WATER)
DRAINAGE BELOW GROUND
Excavating trenches to receive pipes; starting from existing ground level filling over bed and surround with pyrite free clause 804 in accordance with Engineers specification, compacted in 150mm maximum layers; grading bottoms; earthwork support; disposing of surplus excavated material off site
Excavating trenches; pipes not exceeding 250mm nominal diameter
142C | ^^^^average depth; 0.50 - 1.00m (connections) |  | m
142D | ^^^^average depth; 1.00 - 1.50m |  | m
142D | ^^^^average depth; 2.00 - 2.50m |  | m
Disposal
142E | ^^^^ground water |  | item
142F | ^^^^surface water |  | item
Extra over excavating trenches irrespective of depth for
| ^^^^^^breaking up hard surfaces |  | m
| ^^^^^^next to existing buildings |  | item
| ^^^^^^next/alongside existing services |  | item
Gravel bed and surround; free draining single size washed gravel chippings; nominal size 10-20mm;as per Engineer's specification
Beds and surrounds
142G | ^^^^450mm wide x 450mm thick; to 100mm pipe |  | m
142G | ^^^^450mm wide x 450mm thick; to 225mm pipe |  | m
Pipes; uPVC pipes; to comply with BS 4660 and BS 5482; flexible spigot and socket joints in the running length
Pipes
140D | ^^^^100mm nominal diameter |  | m
140D | ^^^^225mm nominal diameter |  | m
Extra over pipes on which they occur for;
141E | ^^^^^^bends |  | nr
141E | ^^^^^^thrust blocks; size to suit requirements |  | nr
141E | ^^^^^^popups |  | nr
Armstrong junctions; "Wavin" or equivalent; cast iron heavy duty double sealed cover and frame; 225 x 225mm, set and surrounded in Grade 20 concrete; jointing to uP.V.C. pipework; including excavation, disposal etc.
uPVC accessories
143C | ^^^^1 nr 150mm inlet; 1 nr 150mm outlet; depth 0.50 - 1.00m |  | nr
Manholes complete; all in accordance with Engineers specification; precast concrete chamber to B.S. 5911-3, reinforcement to B.S. 4449 and B.S. 4482; min 150mm thick grade 35N20 concrete surround walls; 500mm deep insitu concrete base on 75mm thick blinding; precast concrete cover slab; forming 675 x 675mm ope in slab; rendered C20 concrete benching finished with 2:1 sand cement mortar; single or double oblique curved channels; galvanised step irons to B.S. 729 at 300mm centres vertically, 1st step 665m from cover ; heavy duty lockable grade A ductile iron manhole cover and frame bedded in cement mortar bed with one to three courses of brickwork to I.S. 261; lifting keys; safety chain; forming all necessary pipe entry openings in walls; forming curved channels as required; rocker pipe connections; include for all excavation and earthwork support, working space, disposal of excavated material off site; all as Engineers Drawings and Specification
Manholes
| ^^^^internal size 1200mm diameter; 1000mm - 1500mm deep; including all channels required; associated branch connections |  | each
Connecting to existing live foul water manhole; include for breaking into existing manhole and forming new inlet pipe; provide for all necessary bypass pumping as required; apply for and pay for associated connection fees; include for all connections and fittings required; all to the satisfaction of the Engineer and Local Authority
Connections
145A | 1000mm - 1500mm deep; including making good and backfilling |  | nr
145A | 2000mm - 2500mm deep; including making good and backfilling |  | nr
Testing and commissioning
145B | ^^^^provide for cleaning of all existing manholes and existing sewers on site so that new sewers connecting will flow correctly to the satisfaction of the Engineer |  | item
| ^^^^provide for CCTV survey before commencement of foul water drainage works |  | item
| ^^^^provide for CCTV survey of foul water drainage upon completion |  | item
BUILDERS WORK IN CONNECTION WITH MECHANICAL AND ELECTRICAL INSTALLATIONS AND MOVEMENT SYSTEMS
WATERMAINS
Excavating trenches to receive pipes; starting from existing ground level filling over bed and surround with pyrite free clause 804 in accordance with Engineers specification, compacted in 150mm maximum layers; grading bottoms; earthwork support; disposing of surplus excavated material off site
Excavating trenches; pipes not exceeding 250mm nominal diameter
142D | ^^^^average depth; 1.00 - 1.50m |  | m
Disposal
142E | ^^^^ground water |  | item
142F | ^^^^surface water |  | item
Extra over excavating trenches irrespective of depth for
| ^^^^^^breaking up hard surfaces |  | m
| ^^^^^^next to existing buildings |  | item
| ^^^^^^next/alongside existing services |  | item
Gravel bed and surround; free draining single size washed gravel chippings; nominal size 10-20mm;as per Engineer's specification
Beds and surrounds
142G | ^^^^600mm wide x 600mm thick; 150mm diameter pipe |  | m
HDPE pipes and fittings to be in accordance with IS EN 12201:2011; all in accordance with Engineer's Drawings and Specification; all works to Uisce Eireann Standard details.
Pipes
| ^^^^150mm diameter HDPE WM; laid in position |  | m
Cast iron pipework fittings and ancillaries to BS 3506; including joint rings, nuts and all ancillary connectors/adaptors required to connect to ring main all to Engineers specification complete; Engineer's Drawings reference T001
Hydrant screw down type to B.S. 750, Type 2; detachable hydrant head to be bayonet lug type
| ^^^^100mm diameter |  | each
Sluice valve; square top spindle and anti-clockwise closing; to B.S. 5163: 1986
| ^^^^100mm diameter |  | each
Hydrant Chambers; minimum 100mm thick concrete Grade 20/40 bed; Grade A heavy duty ductile iron cover and frame to I.S. 261 1984, bedding in cement mortar (1:3) 20N40 concrete haunching surrounding lid; detatchable hydrant head to be bayonet lug type; 200mm thick solid concrete blockwork or brickwork walls; including all excavations, grading bottoms, earthwork support, formwork, openings for pipes; disposal of surplus material off site
Fire Hydrant Chambers
| ^^^^hydrant chambers; internal size 450mm x 300mm |  | each
Sluice Valve Chambers; 150mm thick concrete Grade 25 bed; Cast iron surface box to IS:261 medium grade type M placed in footpath bedding in concrete grade C25; 225mm thick concrete block walls; 450 x 450mm internal dimensions; all in accordance with Engineers details; including all excavations, grading bottoms, earthwork support, formwork, openings for pipes; disposal of surplus material off site
Valve, Hydrant and Air Meter Chambers
| ^^^^sluice valve chambers; internal size 450 x 450 x 1100mm deep |  | each
Excavate and locate the invert level of the existing public watermain to allow the connection to the new diverted route watermain.
Connecting new 100mmmm diameter uPVC watermain pipe into existing watermain line; include for temporary blocking of other pipes entries and any bypass pumping if required; make good and reinstating all existing road surfaces/paths connections upon completion
| ^^^^not exceeding 1.0m deep |  | each
(60) SITE SERVICES (MAINLY ELECTRICAL)
NOTES
| Wherever products are specified by proprietary name and the phrase or equivalent is not included, it is to be deemed included |  | noidn
| For detailed description of workmanship see Service Engineer's Drawings / Specification |  | noidn
Site Services Builders Works Attendances
| 1. All opes to be made good, fire stopped as per building regulations and painted to match new colour proposed for that area. |  | noidn
| 2. The Main Contractor to allow in programme for all builders work associated with the electrical installation. |  | noidn
| 3. The Electrical Contractor shall provide all ladders, towers, etc to accommodate high level services installation. |  | noidn
| 4. The Main Contractor to allow for all fire stopping of all opes associated with electrical installation in compartment walls and floors. |  | noidn
| 5. The Main Contractor to allow for all roof opes to accommodate electrical services. |  | noidn
| 6. All roof opes shall be complete with minimum roof level to allow for weather purling box details complete with timber frame around opes for fixing and weathering collars. |  | noidn
| 7. The Main Contractor to allow for timber grounds for various M&E equipment. |  | noidn
Information generally
| 1. It is brought to the Contractors attention that the proposed alterations to the existing building are SEN's and as such particular attention should be paid to the requirement for concealed pipework and recessed radiators together with any other requirements for an SEN Unit as detailed in the Mechanical & Electrical Engineer's Drawings / Specifications and as demanded by the requirements of a typical SEN unit. |  | noidn
| 2. The work measured hereunder refers to the fitted furniture requirements associated with the new extension. These works will largely be carried out adjacent to a live environment and so all necessary precautions should be taken to ensure the safety of the building occupants. The Contractor MUST include herein for all costs associated with such precautions. |  | noidn
| 3. The Contractor should note limitations on working hours identified in Preliminaries Section of this Pricing Document. |  | noidn
EXTERNAL SITE LIGHTING
GENERALLY
Connecting to existing live Mains; include for breaking into existing; include for all excavation and earthwork support, working space, disposal of excavated material off site; include for all connections and fittings required; all to the satisfaction of the Engineer and Local Authority; all in accordance with Service Engineers Drawings and Specification
Mains Supply
235C | ^^^^connections to mains; existing mains |  | Item
SUNDRIES & BUILDERS WORK
Excavating trenches to receive service ducts for sub-mains cable for future power to external areas; filling in over bed and surround with clause 804 granular filling in accordance with Engineers specification, compacted in 150mm maximum layers; grading bottoms; refer to Service Engineer's Drawing 21-093 (ME001) - T1 Site Services; all in accordance with Engineer's Drawings and Specification
Service trenches
| ^^^^excavating for service trenches; ducts not exceeding 250mm dia.; service trench to receive 1 no. 100mm dia. ducts; average depth 1000-1500mm deep |  | m
Extra over the above for
| ^^^^breaking up existing hard surfaces; existing tarmacadam / concrete / paths / kerbs; including subbases, kerbs and all other surface features; reinstate to match existing upon completion of the works |  | m
| ^^^^next to existing buildings |  | item
Disposal of ground water and surface water following excavations; all in accordance with Engineers Drawings and Specification
Disposal
| ^^^^ground water |  | Item
| ^^^^surface water |  | Item
Sand beds and surrounds; compacting in accordance with specification; all as specified and detailed on Services Engineer's Drawings and Specification
Beds and Surrounds
| ^^^^300 x 300mm; 110mm dia. red duct |  | m
PVC Cable ducts; High impact resistant red underground PVC ducting; minimum degree of resistance shall be 750N load for 5% deflection in accordance with IS EN 50086-2-4, for new mains distribution cabling (LV); draw cords shall be provided to all ducts and shall be 8mm 3 strand polypropylene rope; ducts to be sealed at all ends to prevent ingress of vermin and water; ducts shall not be less than 650mm deep to crown; marker tape 150mm above duct; refer to Service Engineer's Drawing 21-093 (ME001) - T1 Site Services; all in accordance with Engineer's Drawings and Specification
Cable ducts
| ^^^^uPVC; 110mm dia. red duct |  | m
| ^^^^uPVC; 100mm nominal diameter; vertical |  | m
Provide suitable Concrete Service Chambers; complete; including all associated earthworks, refer to Service Engineer's Drawing 21-093 (ME001) - T1 Site Services; all in accordance with Engineer's Drawings and Specification
Chambers
| ^^^^inspection chamber; refer to Detail B on Service Engineer's Drawing 21-093 (ME001) - T1 |  | nr
Lamp standard bases complete; excavation not exceeding 1000mm deep; grading bottoms; earthwork support; disposal of surplus excavated by removal off site; in-situ concrete base including formwork etc.; including alignment with wedges to Engineer's approval; all in accordance with Engineers Drawings and Specifications
Bases
6/8A | ^^^^like tems; Lighting Bases |  | nr
ELECTRICAL INSTALLATION
Public Lighting Fittings; Thorn UK or equally approved; Isaro Pro Small 12LED 500mA WR Optic, LED 3000k CRI 70 lamps; refer to Service Engineer's Drawing 21-093 ME(S001) - T1 Site Services; all in accordance with Engineer's Drawings and Specification
Fittings
6/5C | ^^^^light fittings; Isaro Pro Small 12LED 500mA WR Optic |  | nr
Standard Post-Top Lighting Column complete; installed in accordance with manufacturers recommendations; including all required fittings and fixings; refer to Service Engineer's Drawing 21-093 (ME001) - T1 Site Services; all in accordance with Engineer's Drawings and Specification
Fittings
6/6A | ^^^^like items; 6m pole |  | nr
TESTING AND COMMISSIONING
Identification
0M | identification plates, labels and the like; as Engineer's specification |  | item
Testing
0E | testing and commissioning as detailed in Engineer's specification |  | item
Commissioning and system validation
0K | commissioning as detailed in Engineer's specification |  | item
0K | warranty requirements as detailed in Engineer's specification |  | item
Operation and maintenance manuals
0F | operating and maintenance manuals; manuals shall be available as specified in the Electrical Specification |  | item
Drawing preparation
0G | working drawings |  | item
0H | co-ordination drawings |  | item
0J | as-built drawings |  | item
General Builder's Work
0L | marking out and supervision of all Builder's Work |  | item
0N | fire stopping; the Contractor shall identify openings where fire stopping is required, to complete building in around containment trays and conduits, which fire stopping shall be certified by specialists |  | item
EV CHARGERS
GENERALLY
Connecting to existing live Mains; include for breaking into existing; include for all excavation and earthwork support, working space, disposal of excavated material off site; include for all connections and fittings required; all to the satisfaction of the Engineer and Local Authority; all in accordance with Service Engineers Drawings and Specification
Mains Supply
235C | ^^^^connections to mains; existing mains |  | Item
SUNDRIES & BUILDERS WORK
Excavating trenches to receive service ducts for sub-mains cable for future power to external areas; filling in over bed and surround with clause 804 granular filling in accordance with Engineers specification, compacted in 150mm maximum layers; grading bottoms; refer to Service Engineer's Drawing 21-093 (ME001) - T1 Site Services; all in accordance with Engineer's Drawings and Specification
Service trenches
| ^^^^excavating for service trenches; ducts not exceeding 250mm dia.; service trench to receive 1 no. 100mm dia. ducts; average depth 1000-1500mm deep |  | m
| ^^^^excavating for service trenches; ducts not exceeding 250mm dia.; service trench to receive 2 no. 150mm dia. ducts; average depth 1000-1500mm deep (future) |  | m
Extra over the above for
| ^^^^breaking up existing hard surfaces; existing tarmacadam / concrete / paths / kerbs; including subbases, kerbs and all other surface features; reinstate to match existing upon completion of the works |  | m
| ^^^^next to existing buildings |  | item
Disposal of ground water and surface water following excavations; all in accordance with Engineers Drawings and Specification
Dispoal
| ^^^^ground water |  | Item
| ^^^^surface water |  | Item
Sand beds and surrounds; compacting in accordance with specification; all as specified and detailed on Services Engineer's Drawings and Specification
Beds and Surrounds
| ^^^^300 x 300mm; 100mm dia. duct |  | m
| ^^^^300 x 300mm; 150mm dia. duct |  | m
PVC Cable ducts; High impact resistant red underground PVC ducting; minimum degree of resistance shall be 750N load for 5% deflection in accordance with IS EN 50086-2-4, for new mains distribution cabling (LV); draw cords shall be provided to all ducts and shall be 8mm 3 strand polypropylene rope; ducts to be sealed at all ends to prevent ingress of vermin and water; ducts shall not be less than 650mm deep to crown; marker tape 150mm above duct; refer to Service Engineer's Drawing 21-093 (ME001) - T1 Site Services; all in accordance with Engineer's Drawings and Specification
Cable ducts
| ^^^^uPVC; 100mm nominal diameter; marking tape |  | m
| ^^^^uPVC; 150mm nominal diameter; marking tape |  | m
| ^^^^uPVC; 100mm nominal diameter; vertical |  | m
Provide suitable Concrete Service Chambers; complete; including all associated earthworks, refer to Service Engineer's Drawing 19-052 ME(S001) - T1 Site Services; all in accordance with Engineer's Drawings and Specification
Chambers
| ^^^^inspection chamber; refer to Detail B on Service Engineer's Drawing 19-052 ME(S001) - T1 |  | nr
Provide suitable Mini Pillar and base to mount EV Charger; complete; including all associated earthworks, refer to Service Engineer's Drawing 21-093 (ME001) - T1 Site Services; all in accordance with Engineer's Drawings and Specification
Mini Pillar for EV Charger
| ^^^^mini pillar; refer to details on Service Engineer's Drawing 21-093 (ME001) - T1 |  | nr
ELECTRICAL INSTALLATION
Mains and sub-mains cables
0F | mains cabling |  | item
0G | sub mains cabling |  | item
Final circuits; supply and installation of EV Charger cabling as required all as per Engineer's drawings and the Electrical Specification
0H | circuits / cabling to EV Chargers |  | item
TESTING AND COMMISSIONING
Identification
0M | identification plates, labels and the like; as Engineer's specification |  | item
Testing
0E | testing and commissioning as detailed in Engineer's specification |  | item
Commissioning and system validation
0K | commissioning as detailed in Engineer's specification |  | item
0K | warranty requirements as detailed in Engineer's specification |  | item
Operation and maintenance manuals
0F | operating and maintenance manuals; manuals shall be available as specified in the Electrical Specification |  | item
Drawing preparation
0G | working drawings |  | item
0H | co-ordination drawings |  | item
0J | as-built drawings |  | item
General Builder's Work
0L | marking out and supervision of all Builder's Work |  | item
0N | fire stopping; the Contractor shall identify openings where fire stopping is required, to complete building in around containment trays and conduits, which fire stopping shall be certified by specialists |  | item
(70) SITE FITTINGS
NOTES
| Wherever products are specified by proprietary name and the phrase or equivalent is not included, it is to be deemed included |  | noidn
| The Tenderer's attention is drawn to the "Works Requirements within Volume A" attached, from which this element has been prepared |  | noidn
| For detailed description of workmanship see Architect's & Engineer's Drawings / Specification |  | noidn
Information generally
| 1. The work measured hereunder refers to site fittings. Installation of these works will largely be carried out within a live environment and so all necessary precautions should be taken to ensure the safety of the building occupants. The Contractor MUST include herein for all costs associated with such precautions. |  | noidn
| 2. The Contractor should note limitations on working hours identified in Preliminaries Section of this Pricing Document. |  | noidn
FITTINGS
FITTINGS, EQUIPMENT AND FURNITURE
Contractor shall provide and install Larkin or equivalent Y-Shelters as location indicated in architects drawings to Engineers design and specification in conjunction with the Granted Planning Requirements; hot dipped galvanised with a 2-pack polyurethane coating (RAL TBC) frame; uprights shall consist of 100x100x5mm mild steel; purlin supports shall consist of 80x40x3mm mild steel purlin; roof purlins shall consist of 50x50x3mm mild steel roof purlins; frame shall include submergible fixing to foundation, refer to DRA engineers package for full details on required foundations; proposed roof shall consist of a corrugated sheeting (RAL TBC); each shelter shall include a powder coated aluminium rainwater gutter system, central gutter and downpipes together with all associated connections and fitting; refer to Architects specification 80.
Fittings
| ^^^^special purpose, details stated; bike shelter; 9000 x 3100 x 2690mm high |  | nr
Wheel stops are to be provided to car park spaces 21- 26 as indicated on Architects sheet T004; XPT or equivalent wheel stops to be provided; 100% recycled rubber material; Black with Yellow markings; fixed with 4no. universal M10 x 110mm coach screws with 16 x 90mm rawlplug; all as per Architects drawings and specifications.
Fittings
| ^^^^special purpose, details stated; wheel stops; 1840mm x 105mm x 150mm high |  | nr
Outdoor hooded bin Harry or equivalent; black in colour;external bins to be provided to replace the existing bins removed as part of the construction phase ; all as per Architects drawings and specifications.
Fittings
| ^^^^special purpose, details stated; external bins; 515mm diameterx 1020mm high; volume 100 litre |  | nr
Sheffield Bike Stand to be hot-dip galvanised and bolted down to surface; proposed Bike stands to be 800mm height X 650mm wide X 750mm c/c apart; refer to Pittman Traffic & Safety Equipment detail and specification for Proposed bicycle parking, canopies and associated works; proposed bike stands are to be placed 1000mm between each other and the lanes between the rows of the bike lanes are to 2500mm wide; refer to Architects specification 78.
Fittings
| ^^^^special purpose, details stated; Sheffield bike stands; 800mm height X 650mm wide X 750mm c/c apart |  | nr
Secure cycle parking places shall be provided in a safe and secure area; location can be seen on sheet T002; EcoPark Series bike lockers are to be provided by the contractor; Sapphire Blue, Ral 5003 locker; Door Lock: T-Handle, Keypad; 1 front swing direction indicated on architects parking plan; Manufactured to ISO 9000 or ISO 14000 requirements.
Fittings
| ^^^^special purpose, details stated; secure bike parking; 1280mm height x 1000mm wide X 2000mm deep |  | nr
OMOS bench L2m x W0.615m x H0.45m; to be provided bicycle parking area; refer to Austin Associates Landscape Plan.
Fittings
| ^^^^special purpose, details stated; bench 2000mm x 615mm x 450mm high |  | nr
Proposed guard rails beside main entrance door; in accordance with TGD M Guard rails are required either side of a door that opens out into a pedestrian walkway; refer to Architects DAC drawings and document; Guard rails are to be Stainless Steel and colour of guard rail is to be confirmed with the architect before ordering; refer to Architects specification 81.
Fittings
| ^^^^special purpose, details stated; guard rails; 1000mm x 1000mm high |  | nr
Signage to be included at the back of each of the accessible car parking spaces; aluminium composite sign; sign is to be centrally located at the back of the car parking; bottom of the sign is to be 1000mm from the ground floor level; refer to Architects specification 64 for details.
Fittings
| ^^^^signage; 400 x 600mm |  | nr
Signage to be included at the back of each of the EV car parking spaces; aluminium composite sign; sign is to be centrally located at the back of the car parking; Post-mounted signs should be at least 300mm wide x 400mm high and positioned 1500 to 2500mm to the centreline from ground level; refer to Architects specification 64 for details.
Fittings
| ^^^^signage; 300 x 400mm |  | nr
Contractor shall provide 1 No. Set Down area sign mounted to a 76mm diameter Galvanized Steel Sign Post; Proposed Post-mounted signs should be at least 450mm wide x 450mm high and positioned 1500 to 2500mm to the centreline from ground level; material for external signage shall be tough, durable, non-brittle, non-corrosive, vandal resistant, cast aluminium alloy, complying with LM4 (EN 1706 AC-45200) - Aluminium Casting Alloy cast; the frame shall be made up to 3mm gauge; refer to Architects specification 66 for details.
Fittings
| ^^^^signage; 300 x 400mm |  | nr
(80) LANDSCAPING, PLAY AREAS
NOTES
| Wherever products are specified by proprietary name and the phrase or equivalent is not included, it is to be deemed included |  | noidn
| The Tenderer's attention is drawn to the "Works Requirements within Volume A" attached, from which this element has been prepared |  | noidn
| For detailed description of workmanship see Architect's & Engineer's Drawings / Specification |  | noidn
Information generally
| 1. The work measured hereunder refers to the landscaping and associated works. These works will largely be carried out within a live environment and so all necessary precautions should be taken to ensure the safety of the building occupants. The Contractor MUST include herein for all costs associated with such precautions. |  | noidn
| 2. The Contractor should note limitations on working hours identified in Preliminaries Section of this Pricing Document. |  | noidn
SURFACE PAVING, FENCING AND LANDSCAPING
GRASSING AND PLANTING
Imported topsoil, multi purpose grade to BS:3883; free from all inorganic materials and impurities; treated with weed killer
Topsoil
| ^^^^imported; 300mm thick |  | m3
Cultivation to architects approval; break up any compacted topsoil to full depth; reduce top 100mm of all topsoil to a tilth suitable for blade grading (10 mm down particles); remove undesirable material brought to the surface including stones and clay balls, roots, tufts of grass and foreign matter
Preparation
| ^^^^rotivating ground prior to seeding |  | m2
Fertiliser to be applied three to five days before seeding/turfing and before final cultivation; the following fertilisers are to be applied; each at 50g/sq m, in transverse directions: Superphosphate with a minimum of 18% water soluble phosphoric acid; A sulphate of ammonia with a minimum of 20% nitrogen
Surface applications
| ^^^^to all grass areas |  | m2
Grass seed to all areas to be general purpose hardwearing grass seed to Architects approval; sow seed only after consultation with the Architect; spread seed evenly at the specified rate(s) applied in two equal sowings in transverse directions; lightly harrow or rake; light soils roll and cross roll after seeding using a lightweight roller
Seeding
| ^^^^amenity grass |  | m2
Traditional Irish Native Wildflower Mix from Connecting to nature or similar approved 2g per m2; refer to planting plan 089024_LP_01
Plants
| ^^^^Irish Native Wildflower Mix |  | m2
Pollinator Garden beds to entrance paved area.
Shrubs
| ^^^^Lavandula angustifolia |  | nr
| ^^^^Digitalis purpurea |  | nr
| ^^^^Astrantia major |  | nr
| ^^^^Echium vulgare |  | nr
| ^^^^Rosmarinus officinalis |  | nr
| ^^^^Tropaeolum majus |  | nr
| ^^^^Salvia nemorosa |  | nr
| ^^^^Nepeta × faassenii |  | nr
| ^^^^Origanum ‘Rosenkuppel’ |  | nr
| ^^^^Calamintha nepeta |  | nr
Secimen Shrub Planting bed; Planting position as per symbols on a plan
Shrubs
| ^^^^Euonymus fortunei, cg 5L |  | nr
| ^^^^Rosa rugosa, cg 5L |  | nr
| ^^^^Ribes sanguineum, cg 5L |  | nr
| ^^^^Hamamelis mollis, cg 5L |  | nr
| ^^^^Trachelospermum jasminoides, cg 6L (Climbers) |  | nr
Native hedge; single row, 4 per lin metre.
Hedges
| ^^^^Crataegus monogyna, br1+1 60-90cm |  | nr
| ^^^^Corylus avellana, br1+1 60-90cm |  | nr
| ^^^^Euonymus europaeus, br1+1 60-90cm |  | nr
| ^^^^Ilex aquifolium, cg 2L |  | nr
| ^^^^Prunus spinosa, br 1+1 60-90cm |  | nr
| ^^^^Rosa canina, br 1+1 60-90cm |  | nr
| ^^^^Salix caprea, br 1+1 60-90cm |  | nr
| ^^^^Sambucus nigra, br 1+1 60-90cm |  | nr
| ^^^^Viburnum opulus, br 1+1 60-90cm |  | nr
| ^^^^Cornus sanguinea, br 1+1 60-90cm |  | nr
Hedge; Mix 4 per lin.m; double staggered row
Hedges
| ^^^^Euonymus alatus 'Red Cascade' cg 2L |  | nr
| ^^^^Euonymus europaeus, br 1+1 60-90cm |  | nr
| ^^^^Crataegus monogyna, br 1+1 60-90cm |  | nr
| ^^^^Cornus sanguinea, br 1+1 60-90cm |  | nr
| ^^^^Elaeagnus x ebbingei, cg 2L |  | nr
| ^^^^Prunus Spinosa, cg 2L |  | nr
Tree Planting
Planting of trees; excluding existing
| ^^^^Betula pendula; 14-16cm gth, BR, 1.8m ht clear stem |  | each
| ^^^^Sorbus aucuparia, 14-16cm gth, BR, 1.8m ht clear stem |  | each
| ^^^^Arbutus unedo, cg 90L, MS, 2m+ ht |  | each
| ^^^^Prunus avium, 10-12cm gth, BR, 1.8m ht clear stem |  | each
Raised Flower Planters mix 12cm ht
Planting Area
| ^^^^Primula vulgaris, 6 per m² |  | nr
| ^^^^Narcissus pseudonarcissus, 10 per m² |  | nr
| ^^^^Galanthus nivalis, 10 per m² |  | nr
| ^^^^Viola tricolor, 10 per m² |  | nr
| ^^^^Cosmos bipinnatus, 4 per m² |  | nr
| ^^^^Rudbeckia 'goldsturm', 3 per m² |  | nr
| ^^^^Groundcover rose (pink), 3 per m² |  | nr
| ^^^^Calluna vulgaris, 3 per m² |  | nr
FITTINGS
FITTINGS, EQUIPMENT AND FURNITURE
S65 steel grille. Outside diameter; 1000mm. Inner diameter 520mm
Furniture, furnishings, details stated
| ^^^^site; guard rail; 520mm diameter |  | nr
Raised Planters beds; raised flower planters; 2400mm long x 2800mm wide x 120mm high
Furniture, furnishings, details stated
| ^^^^site; raised flower planters; 2400mm long x 2800mm wide x 120mm high |  | nr
Subtotal
Adjustment |  |  |  |  | 0
VAT
Total

## Trade Breakup Showing Markup
Bill Ref. | Description | Quantity | Unit | Rate | Markup (%) | Total
******PRELIMINERIES******
[06] GENERAL PRELIMINARIES
PROJECT PARTICULARS
Name of Project
1A | Proposed SEN Extension and Associated Siteworks at St. Catherine's National School, Rush, Co. Dublin |  | Item
Location of Project
1B | St. Catherine's, The Avenue, Rush, Co. Dublin |  | Item
General Description of the Works
Main Extension & Site Works
1C | Proposed extension of new single storey structure consisting of a single classroom Special Education Unit (proposed floor area = 145sqm) to the south of the existing school (existing school floor area = 1397sqm). Additionally proposed two storey extension consisting of a mainstream classroom (floor area = 213sqm) to the north of the existing school, proposed partial internal strip out and fit out of existing school (affected floor area = 468sqm), works to modify and widen the existing carpark and roadways, new pedestrian footpaths, new soft play area and an additional external bike shelter |  | Item
Name & Address of Employer / Consultants
Employer:
| Board of Management - St. Catherine's National School |  | Noidn
Employers Representative
| McLoughlin Architecture, Unit 48, Elm House, Millennium Park, Naas, Co. Kildare. Tel: 045 854 900 |  | Noidn
Architect
| McLoughlin Architecture, Unit 48, Elm House, Millennium Park, Naas, Co. Kildare. Tel: 045 854 900 |  | Noidn
Quantity Surveyor
| Lambert Surveyors, Chartered Quantity Surveyors, Claregate Street, Kildare Town, Co. Kildare Tel: 045 542698 |  | Noidn
Civil / Structural Engineer
| Torque Consulting Engineers, Unit K26, Drinan Enterprise Centre, Swords, Co. Dublin Tel: +353 01 4853933 |  | Noidn
Services Engineer
| Galileo Energy Services, Unit A6, M4 Business Park, Celbridge, Co. Kildare Tel: 01 6274103 |  | Noidn
Project Supervisor for Design Stage
| McLoughlin Architecture, Unit 48, Elm House, Millennium Park, Naas, Co. Kildare. Tel: 045 854 900 |  | Noidn
Project Supervisor for Construction Stage
| Successful Contractor |  | Noidn
Consultants Generally
| The Employer's Consultants and any other Consultants appointed from time to time by the Employer will be empowered to visit the site and to supervise all or any of the work. The Contractor shall observe their instructions and directions with regard to same and collaborate with them fully to any extent that may be required, provided always that the Employer's Representative's directions with regard to all or any of the work shall be final and binding. |  | Noid
Description of the Site
Boundaries of the Site
4A | Please note that the majority of the works are to proceed during the school academic year within a live environment, the Contractor must note that a teaching / pupil presence will exist within the school throughout this period. As such these teachers / pupils will be visitors to the site and the Contractor will be responsible for their control & safety alike within the environment of the works. A programme / sequence of works shall be agreed in coordination with MCLA and St Catherine's PS School Board of Management. The Contractor shall ensure that his / her employees, Subcontractors or Suppliers shall not trespass beyond the designated site boundaries and access routes. The Contractor shall comply with all requirements of the Local Authority and Garda concerning access. It will be the Contractor's responsibility to make good to the satisfaction of the Employer's Representative / Engineer any damage to existing roads, boundaries and entrances caused by building works. The Contractor must ensure there is no interference with the free flow of traffic on the public road and keep such roads clean at all times. |  | Item
Site Conditions
4B | Tendering Contractors are strongly advised to visit the site during working hours to ascertain for themselves the conditions under which the works will be carried out; the location of existing overhead and underground services, the condition of the existing building(s), etc. No claim arising as a result of neglecting to carry out such an inspection will be entertained. Tenderers should contact MCLA to arrange a site visit. |  | Item
| The Contractor MUST NOTE the particular traffic restrictions and indeed periods of restriction regarding site access. The Contractor must programme his / her works to eliminate deliveries, etc., during these times. It can be assumed that no access will exist to / across the operating (live) school's grounds / parking areas for the Contractor between the following times, without the prior consent of the School's Representative; |  | Noidn
| 8.45 am - 9.30 am (Monday to Friday) |  | Noid
| 12.30 pm - 15.30 pm (Monday to Friday) |  | Noid
5A | All heavy deliveries to the site, namely concrete trucks, block deliveries, steel members, precast concrete units, prefabricated timber roof trusses (particularly those requiring cranage) must be communicated to the School's Representative 24 hours in advance and consent received therefrom for such a delivery to proceed. |  | Item
Access
5B | The Tender Drawings outline the site layout and particular attention is drawn to the Drawings with regard to access restrictions. The Contractor shall refer to the Architect's drawings for details regarding restrictions / designated areas which will be availble to the Contractor during the works. The Contractor shall supply, erect, move and maintain as required all necessary temporary fences & hoardings / screening (dust and noise proof) including hoarding tunnels so as to enable safe access to the school including secure gates to the site to ensure the safety of the public, school attendees, staff and visitors all as per Architect's drawing. |  | Item
5C | Once construction activity has commenced on site access for school staff, children & visitors alike will be required between the existing classrooms and the school grounds, and moreover between the existing building and the temporary accommodation facility. The Contractor shall supply, erect, move and maintain as required all necessary temporary hoardings / fences with secure gates to ensure the safety of the public, school children, staff and visitors within these areas to the satisfaction of the Employer's Representative. Allowance must also be made for maintaining access for emergency services within these areas and the Employer must be indemnified against all charges arising therefrom. Particular attention is drawn to the interface between the "construction site" and these areas. |  | Item
| The Contractor must note restrictions to access associated with morning, lunch time and evening drop off / pick up times at the school entrance also. The Contractor must programme his / her works to eliminate deliveries during these times, thus avoiding exasperated traffic conjestion and an associated safety hazzard. |  | Noidn
Working alongside a Live Primary School
6A | It should be noted that the building will be in constant occupation throughout the majority of the works and the minimum amount of disruption will be allowed to the usage of these buildings. The Tenderer is to include for allowing the occupants of these buildings unlimited access to their premises and disruption for construction or services connections shall be by prior agreement ONLY with the School's Representative. |  | Item
| The Contractor must note that access for DEMOLITION Works within the Existing School Building will require consent from the Principal in advance. Removal of all fixtures and fittings remaining the property of the school and their subsequent storage off site / transfer back to the completed building will also have to be co-ordinated with the School's Representative in advance. The Tenderer must include for all associated additional cost herein. |  | Noidn
Adjoining & adjacent Dwellings / Occupiers
6B | The Contractor shall note the presence of an existing dwelling in close proximity to the works, which will be occupied for the duration of the works. The Contractor shall include in his tender for all costs associated with the safeguarding of the existing occupants and their property and for allowing the uninterrupted access to and from their property for the duration of the contract. The Contractor shall make every effort not to hinder the existing occupants and their working environments for the durtation of the works, and to include in his tender for all costs associated with same. |  | Item
6C | The Contractor shall note the importance of keeping all entrance and exit points free from obstructions during the course of the works and include in his tender for all costs associated with same. |  | Item
6D | The Contractor shall ensure that no damage is caused to any existing buildings, structures, or services due to the delivery of materials, the execution of the works or the removal of waste material (particular emphasis is placed on the ADJOINING PRIVATE DWELLING). The Contractor shall be entirely responsible for any damage due to his failure to comply with this clause. |  | Item
Site Restrictions
7A | Working hours during construction shall be restricted to 0800 - 1800 hours on Monday to Fridays and 0800 - 1400 hours on Saturdays. Activities outside these hours shall require prior approval of the Planning Authority and the Employer's Representative. However, the Contractor must note that no deliveries will be allowed to site during times when pupils are being dropped off or picked up at the school in the interest of safety (see above). |  | Item
7B | The working space for the Contractor will be confined to the immediate site and Contractor's compound area as shown on the Architect's drawings. The Contractor should note that he / she will be required to keep the adjoining school & site and adjacent public areas free of debris, muck and the like. |  | Item
7C | The use of tools and plant on a day to day basis shall be carefully monitored and controlled to ensure that all tools are kept within a secure compound when not being used. |  | Item
7D | The storage on site and use of all solvents, adhesives, cutting tools, welding equipment, drilling equipment and materials which the Department of Education & Skills and School Authorities may consider to be of a nature which requires special control shall be stored, issued to employees and returned to storage in an approved manner. |  | Item
7E | Parking of Contractor's vehicles (which include Contractor's employee's cars) will not be allowed on the public road; the Contractor should make allowance in this item for any costs which he / she may incur in complying with this restriction. |  | Item
Drawings and Other Documents
7F | The principal drawings from which this Pricing Document has been prepared are not listed separately with each element but are listed in full on the drawing register forming part of the tender documents, notwithstanding the provisions of the ARM. |  | Item
7G | The Contractor is referred to Volume A (Works Requirements / Specification Sections) for full particulars and will be deemed to have allowed here or in the measurement rates for all costs in connection therewith. |  | Item
The following documents which form part of tender will form part of contract;
Volume A
7H | Works Requirement Documents; Project Particulars |  | Item
8A | Works Requirement Documents; Architect's Drawings |  | Item
8B | Works Requirement Documents; Architect's Specifications |  | Item
8C | Works Requirement Documents; Structural Engineer's Drawings |  | Item
8D | Works Requirement Documents; Structural Engineer's Specifications |  | Item
8E | Works Requirement Documents; Civil Engineer's Drawings |  | Item
8F | Works Requirement Documents; Civil Engineer's Specifications |  | Item
8G | Works Requirement Documents; Services Engineer's Drawings |  | Item
8H | Works Requirement Documents; Services Engineer's Specifications |  | Item
Volume B
8J | Form of Tender and, |  | Item
8K | Schedule Part 1, Part 2 & Part 3 of the Public Works Contract for Minor Building & Civil Engineering Works Designed by the Employer |  | Item
Volume C
8L | Pricing Document(s) |  | Item
Volume D
8M | Information Pack; GPR Survey Drawing |  | Item
8N | Information Pack; CCTV Drainage Survey & Report |  | Item
8P | Information Pack; Grant of Planning Permission (including conditions) |  | Item
8Q | Information Pack; Fire Safety Certificate (including conditions) |  | Item
8R | Information Pack; Disabled Access Certificate (including conditions) |  | Item
8S | Information Pack; Preliminary Health & Safety Plan |  | Item
Volume E
8T | Additional Information; Product Matrix Confirmation Form |  | Item
8U | Additional Information: Specialist Supplier & Sub-contractor Matrix Confirmation Form |  | Item
9A | Additional Information: BC(A)R Compliance Strategy |  | Item
9B | Additional Information: Part L Compliance Guidance & Agreement |  | Item
| The Contractor is advised that the Works Requirements and Pricing Documents are all complementary to each other and should be read in conjunction with one another. |  | noidn
Examining the Works Requirements
9C | The Contractor shall carefully examine the drawings and specifications, check all dimensions and satisfy himself as to their accuracy and that they cover the work as proposed. No claims for extra work arising from want of knowledge will be entertained. |  | Item
Inconsistencies
| In the event of there being an inconsistency between documents, the Tenderer shall observe the order of precedence as set out in the Conditions of Contract (ref 1.4). In the event of there being an inconsistency between figured and scaled dimensions, the figured dimensions shall prevail. All apparent inconsistencies shall be raised with and clarified by the Employer's Representative before the Contractor orders materials or commences work. |  | Noidn
Additional Information:
9D | If additional information is required to facilitate tender preparation it may be requested from the Employer's Representative. |  | Item
PRICING GENERALLY
Expense of Preparing Tender
9E | No Contractor shall be remunerated for any costs incurred in preparing his / her tender. |  | Item
Building Regulations / Statutory Regulations and Bylaws
| The works shall comply with all applicable National and Local Acts, laws and bye-laws including in particular the latest Building Control Regulations, Department of the Environment & Local Government Regulations and Directives. The Contractor shall immediately notify the Employer's Representative should it become apparent that anything proposed contravenes such regulations. |  | noidn
| The Contractor is to conform to the provisions of all acts passed or adopted by Oireachtas of Ireland which may in any way affect the works and observe all orders, rules or regulations and byelaws of the Municipal Authorities or companies with whose system the structures are connected and shall indemnify the Employer against all claims or liabilities. |  | noidn
| The Contractor will issue to the Employer's Representative a series of confirmations which will state that the works have been carried out in exact accordance with the Works Requirements and in full compliance with the most current Building Regulations [to include BC(A)R and Part L]. |  | noidn
| Notwithstanding the aforementioned, the Contractor shall note that all general costs (not allowed for within each individual work element) are to be included within the designated preliminary element relating to "Building Regulation Compliance" in connection with his Assignment as Builder under the Building Control (Amendment) Regulations 2013 : (S.I. 80) and the associated Code of Practice; including co-ordinating with the Assigned Certifier in the implementation of the Site Inspection Plan. |  | noidn
| Where reference is made in the Specification or in the Pricing Document to an Irish or British Standard specification or code of practice, the "issue" shall be that of the latest edition as appropriate. |  | noidn
Period of Validity of Tender
10A | The Contractor shall include for maintaining his / her tender open for acceptance for the period as outlined in the Form of Tender; 120 days. |  | Item
PRICING DOCUMENT
10B | The Pricing Document has been measured in accordance with the Agreed Rules of Measurement fifth edition 2024, with the Department of Finance approved amendments for the form of Contract set out below - as detailed in "Measurement and Pricing Notes." The Department of Finance approved list of amendments are to be made to the Agreed Rules of Measurement - Issue 3 (ARM5) when the rules are being used on the new Public Works contract Designed by the Employer. NB - Some items have been measured in a composite manner in various sections of the Pricing Document. |  | Item
11A | Items included in the Pricing Document have been measured in accordance with the relevant sections of the ARM5, unless stated otherwise. The Contractor will be deemed to have included in his / her rates and prices for all other work that may be necessary but is not specifically required to be measured. |  | Item
| Unless otherwise stated, quantities have been measured net as fixed in position. |  | Noidn
11B | The Contractor is referred to Section A 'GENERAL RULES' and the measurement clauses in Section B 'PRELIMINARIES' of ARM5. |  | Item
11C | The Contractor at the time of tendering, must furnish the Pricing Document fully priced in ink in Euro. Pricing in pencil is not acceptable. All rates must be extended and all pages must be totalled & carried to the summary pages. |  | Item
| The Contractor will price every item that has a value and use realistic rates to facilitate accurate valuation of payments. Un-priced items will be deemed to have their cost included elsewhere or to be NIL value. Unrealistic rates in the submitted priced Pricing Document will be subject to adjustment in order to achieve a fair and reasonable balance within the Contract document. |  | Noidn
11D | Lump Sum Adjustment - if Contractors make a lump sum adjustment in the summary of their tenders (by way of omission of Preliminary Item values or otherwise) this adjustment will be dealt with strictly in accordance with clause 8.5.2.2. of the "Code of Procedure for single stage selective tendering" Published with the Liaison Committee Practice Notes 1994. |  | Item
Modification
| Any unauthorised modification written by the Contractor against any item in the Pricing Document will render his tender null and void. |  | noidn
Ordering materials
| This pricing document is not to be used for the purpose of ordering materials. Materials shall only be ordered from the Architect's or Engineer's Drawings. |  | Noidn
Errors in the Pricing Document
| The Employer may, without any responsibility for this, examine the Pricing Document for errors in addition or extension. If there is an error in extension, the rate will be adjusted, so that the extension remains the same. If there is an error in addition, the amounts added (and the rates making them up) will be adjusted pro-rata to the error, so that the total remains the same. This will apply if the total of the tendered rates and prices, (with value-added tax excluded), does not add up to the tendered Contract Sum. The Employer will decide which amounts and rates are to be adjusted. Instead of adjusting the amounts added the Employer may in his / her discretion adjust an adjustment item. No adjustment made under this paragraph will affect the tendered Contract Sum or the Comparative Cost of the Tender. |  | Noidn
Tender Acceptance
| The Employer shall not be bound to accept the lowest or any other tender. In the event of the Employer deciding to accept a tender, the Contract shall be awarded on the basis of the 'most economically advantageous tender' to the Employer. The Employer reserves the right to open all or any of the tender documents. Where qualifications have been attached to all or some of the tenders submitted and the tenderer refuses to withdraw their qualifications, the Employer in order to secure the most economical advantageous price reserves the right to deal with the most acceptable offer submitted. |  | Noidn
Most Economically Advantageous Tender
| The MEAT criteria and the assessment application shall be: |  | Noidn
| a) The tender price offered. |  | Noidn
| b) The daily rate for delay costs quoted by the tenderer in Schedule 2D multiplied by the notional number of delay days specified in the invitation to tender (ITT) document. |  | Noidn
| c) The hourly rates for labour quoted in Schedule 2D multiplied by the notional number of hours stated in the invitation to tender (ITT) document. |  | Noidn
| d) The tendered percentage addition / reduction on plant costs applied to the notional allowance for plant costs stated in the invitation to tender (ITT) document. |  | Noidn
| e) The tendered percentage addition / reduction on material costs applied to the notional allowance for material costs stated in the invitation to tender (ITT) document. |  | Noidn
GENERAL CONDITIONS
CONTRACT
The form and type of Contract shall be the "Public Works Contract for MINOR BUILDING and CIVIL ENGINEERING WORKS designed by THE EMPLOYER" (Hereinafter referred to as General Conditions of Contract), as issued by the Office of Public Procurement on behalf of the Department of Public Expenditure & Reform, dated 1st May 2024 [Document Reference PW-CF5 v.2.8].
| The following is a schedule of Clause Headings in the Conditions of Contract and the Contractor shall allow such amounts, (if any) that he / she requires for complying with the Conditions of Contract more fully set out in the above mentioned document; including all associated Clauses, Works Requirements, etc as required to complete the works. |  | Noidn
Clause 1: THE CONTRACT
13A | 1.1 Definitions |  | Item
13B | 1.2 Interpretation |  | Item
13C | 1.3 Inconsistencies |  | Item
13D | 1.4 Pricing Document and Works Proposals |  | Item
13E | 1.5 Performance Bond |  | Item
13F | 1.6 (not used) |  | Item
13G | 1.7 Joint Ventures |  | Item
13H | 1.8 Assignment |  | Item
13J | 1.9 Miscellaneous |  | Item
13K | 1.10 Background Information |  | Item
Clause 2: THE LAW
13L | 2.1 Law governing the Contract |  | Item
13M | 2.2 Compliance with Legal Requirements |  | Item
13N | 2.3 Consents |  | Item
13P | 2.4 Project Supervisor |  | Item
13Q | 2.5 Safety, Health and Welfare at Work Act 2005 and Safety, Health and Welfare at Work (Construction) Regulations 2013 |  | Item
14A | 2.6 Ethics in Public Office |  | Item
14B | 2.7 Data Protection |  | Item
Clause 3: LOSS, DAMAGE & INJURY
14C | 3.1 Employer's Risk of Loss and Damage to the Works |  | Item
14D | 3.2 Care of the Works |  | Item
14E | 3.3 Insurance of the Works and Other Risk Items |  | Item
14F | 3.4 Contractor's Indemnity |  | Item
14G | 3.5 Employer's Indemnity |  | Item
14H | 3.6 Public Liability and Employer's Liability Insurance |  | Item
14J | 3.7 Professional Indemnity Insurance |  | Item
14K | 3.8 Existing Facilities and Use or Occupation by Employer |  | Item
14L | 3.9 General Requirements Concerning Insurance |  | Item
14M | 3.10 Limitation of Liability
Clause 4: MANAGEMENT
14N | 4.1 Co-operation |  | Item
14P | 4.2 Contractor's Representative and Supervisor |  | Item
14Q | 4.3 Employer's Representative |  | Item
14R | 4.4 Employer's Representative's Communications |  | Item
14S | 4.5 Instructions |  | Item
14T | 4.6 Works Proposals |  | Item
14U | 4.7 Required Contractor Submissions |  | Item
14V | 4.8 (not used) |  | Item
14W | 4.9 Programme |  | Item
14X | 4.10 Progress Reports |  | Item
14Y | 4.11 Notice and Time for Employer's Obligations |  | Item
14Z | 4.12 Documents |  | Item
14AA | 4.13 Contractor's Management |  | Item
15A | 4.14 Communications |  | Item
15B | 4.15 Meetings |  | Item
15C | 4.16 Confidentiality and Secrecy |  | Item
15D | 4.17 Contractor's Things Not to be Removed |  | Item
15E | 4.18 Contractor's Documents |  | Item
Clause 5: CONTRACTOR'S PERSONNEL
15F | 5.1 Contractor's Personnel to carry out Contractor's Obligations |  | Item
15G | 5.2 Qualifications and Competence |  | Item
15H | 5.3 Pay and Conditions of Employment |  | Item
15J | 5.4 Sub-Contractors and Specialists |  | Item
15K | 5.5 Collateral Warranties |  | Item
15L | 5.6 Removal of Workers |  | Item
15M | 5.7 Weekly Labour Records |  | Item
15N | 5.8 Ancillary Certificates |  | Item
Caluse 6: PROPERTY
15P | 6.1 Ownership of Work Items |  | Item
15Q | 6.2 Infringement of Property Rights |  | Item
15R | 6.3 Works Requirements |  | Item
15S | 6.4 Rights in Contractor's Documents |  | Item
Clause 7: THE SITE
15T | 7.1 Lands Made Available for the Works |  | Item
15U | 7.2 Trespassers |  | Item
15V | 7.3 Contractor Responsible for All Site Operations |  | Item
15W | 7.4 Services for Employer's Facilities |  | Item
15X | 7.5 Security and Safety of the Site and Nuisance |  | Item
15Y | 7.6 Other Contractors |  | Item
16A | 7.7 Setting Out the Works |  | Item
16B | 7.8 Archaeological Objects and Human Remains |  | Item
16C | 7.9 Access and Facilities |  | Item
16D | 7.10 (not used) |  | Item
16E | 7.11 (not used) |  | Item
16F | 7.12 Charges |  | Item
Clause 8: QUALITY, TESTING & DEFECTS
16G | 8.1 Standards of Workmanship and Work Items |  | Item
16H | 8.2 Quality Assurance |  | Item
16J | 8.3 Inspection |  | Item
16K | 8.4 Tests |  | Item
16L | 8.5 Defects |  | Item
16M | 8.6 Defects Period |  | Item
16N | 8.7 Defects Certificate |  | Item
Clause 9: TIME & COMPLETION
16P | 9.1 Starting Date |  | Item
16Q | 9.2 Suspension |  | Item
16R | 9.3 Delay and Extension of Time |  | Item
16S | 9.4 Programme Contingency |  | Item
16T | 9.5 Omissions and Reduction of Time |  | Item
16U | 9.6 Substantial Completion |  | Item
16V | 9.7 (not used) |  | Item
16W | 9.8 Liquidated Damages |  | Item
Clause 10: CLAIMS & ADJUSTMENTS
16X | 10.1 Compensation Event |  | Item
16Y | 10.2 Contractor to Pay Employer's Cost of Checking Quantities |  | Item
17A | 10.3 Contractor Claims |  | Item
17B | 10.4 Proposed Instructions |  | Item
17C | 10.5 Employer's Representative's Determination |  | Item
17D | 10.6 Adjustments to the Contract Sum |  | Item
17E | 10.7 Delay Cost |  | Item
17F | 10.8 Price Variation |  | Item
17G | 10.9 Employer's Claims |  | Item
Clause 11: PAYMENTS
17H | 11.1 Interim Payment |  | Item
17J | 11.2 Unfixed Works Items |  | Item
17K | 11.3 Retention |  | Item
17L | 11.4 Full Payment |  | Item
17M | 11.5 Final Statement |  | Item
17N | 11.6 Time for Payment and Interest |  | Item
17P | 11.7 Value Added Tax |  | Item
17Q | 11.8 Withholding Tax |  | Item
Clause 12: TERMINATION
17R | 12.1 Termination on Contractor Default |  | Item
17S | 12.2 Consequences of Default Termination |  | Item
17T | 12.3 Suspension by the Contractor |  | Item
17U | 12.4 Termination by the Contractor |  | Item
17V | 12.5 Termination at Employer's Election |  | Item
17W | 12.6 Consequences of Termination by Contractor or at Employer's Election |  | Item
17X | 12.7 Survival |  | Item
17Y | 12.8 Payment |  | Item
17Z | 12.9 Reference to Conciliation |  | Item
Clause 13: DISPUTES
18A | 13.1 Conciliation |  | Item
18B | 13.2 Adjudication |  | Item
18C | 13.3 Arbitration |  | Item
18D | 13.4 Jurisdiction |  | Item
18E | 13.5 Agent for Service |  | Item
18F | 13.6 Continuing Obligations |  | Item
Clause 14: COVID-19 MANDATORY CLOSURE
18G | 14.1 Covid-19 Definitions |  | Item
18H | 14.2 Covid-19 General Provisions |  | Item
18J | 14.3 Covid-19 Costs |  | Item
Clause 15: PRICE VARIATION
18K | 15.1 Definitions |  | Item
18L | 15.2 Contract Sum Adjustments |  | Item
18M | 15.3 Proportions |  | Item
18N | 15.4 Change in Law |  | Item
18P | 15.5 Failure to Commence by the Start Date |  | Item
18Q | 15.6 Failure to Complete on Time |  | Item
18R | 15.7 Excluded Amounts |  | Item
18S | 15.8 Revisions to the Index Figures |  | Item
18T | 15.9 Permitted Increases and Permitted Decreases for Material Categories and Fuel Categories |  | Item
18U | 15.10 Adjustments for Labour |  | Item
18V | 15.11 Efficiency |  | Item
SCHEDULES
| Nothing in the Specification nor the Pricing Document shall over-ride, modify or affect in any way whatsoever, the application or interpretation of that which is contained in the Conditions of Contract. |  | noidn
Schedule Part 1
Include for all cost arising in connection with Schedule Part 1 - details of Schedule Part 1 Section "A" to "O" - completed by the Employer are set out
19A | [A] Employer's Representative and Communications |  | Item
Details for sending notices under clauses 12 and 13 to the Employer are:
Board of Management - St Catherine's National School
Details for sending other notices to the Employer are:
For the attention of: Mr. Liam McLoughlin
Address:
MCLA
The Employer's Representative is: MCLA
Details for sending notices to the Employer's Representative are:
For the attention of: Mr. Liam McLoughlin
Address:
MCLA
| Maximum adjustment to the Contract Sum for a single Change Order: €2,000.00, unless approved by the Employer |  | noidn
| Maximum cumulative value of adjustments to the Contract Sum for Change Orders in any three month period: €10,000.00, unless approved by the Employer |  | noidn
19B | [B] Documents |  | Item
The Works Requirements are:
As scheduled and included in Volume A
The Pricing Documents are:
These Bills of Quantities (3 number) included in Volume C
20A | [C] Project Supervisor |  | Item
20B | [D] Insurance |  | Item
20C | [E] Performance Bond |  | Item
20D | [F(i)] Collateral Warranties |  | Item
| The Contractor should note that Collateral Warranties are dealt with under a separate section of this Pricing Document. |  | noidn
20E | [F(ii)] Ancillary Certificates |  | Item
20F | [F(iii)] Named Specialists |  | Item
20G | [G] Date for Substantial Completion; Liquidated Damages; Retention |  | Item
Date for Substantial Completion:
| 24 months from commencement on site |  | noidn
Rate of liquidated damages:
| € 2400.00 per week |  | noidn
20H | [H] Early Completion |  | Item
The Employer's Representative is required to issue the certificate of Substantial Completion if the Works or a Section reaches Substantial Completion before its Date for Completion.
20J | [I] Defects Period |  | Item
The initial Defects Period is 12 months from the date of Substantial Completion of the Works.
20K | [J] Random checks for Employment Records |  | Item
Sub-clause 5.3.3A(2) shall be part of the Contract
21A | [K] Delay Events; Compensation Events; Program Contingency; Delay Cost; Adjustments |  | Item
Event 1 to 16 - [as laid out within the Schedule to the Form of Tender
Delay Event
21B | [as laid out within the Schedule to the Form of Tender] |  | Note
Compensation Event
21C | [as laid out within the Schedule to the Form of Tender] |  | Note
Event 17 - A difference between the Contract value of the Works according to the quantities and descriptions in a Bill of Quantities in the Pricing Document, if there is one,[taking into account the method of measurement and any amendments identified below] and the Contract value of the Works described in the Works Requirements, because the Bill of Quantities, when compared with the Works Requirements: includes an incorrect quantity or; includes an item that should not have been included or; excludes an item that should have been included or; gives an incorrect item description; and the difference for an item in, or that should have been in, the Bill of Quantities is more than € 500.00
Delay Event
| NO |  | noidn
Compensation Event
| Yes |  | noidn
Event 18 - An Item of Archaeologicial interest on human remains is found on the site and it was unforeseeable.
Delay Event
| Yes |  | noidn
Compensation Event
| Yes |  | noidn
Event 19 - The Contractor encounters on the site unforeseeable ground conditions or man made obstruction in the ground other than utilities.
Delay Event
| Yes |  | noidn
Compensation Event
| Yes |  | noidn
Event 20 - The Contractor encounters unforseeable utilities in the ground on the site.
Delay Event
| Yes |  | noidn
Compensation Event
| Yes |  | noidn
Event 21 - Owners of Utilities on the site do not re-locate or disconnect Utilities as stated in the Works Requirements, when the Contractor has complied with their procedures and the procedures in the contract and the failure is unforeseeable.
Delay Event
| Yes |  | noidn
Compensation Event
| Yes |  | noidn
| A weather event is when for any month between the Starting Date and the Date for Substantial Completion of the Works, the value for any of the weather data listed below, as measured at the nearest automatic weather station |  | noidn
| In sub-clause 9.4 the programme contingency threshold is 20 Site Working Days of delay caused by Compensation Events. |  | noidn
The definition of craftspersons in part 2E includes the following additional categories:
| None |  | noidn
In sub-clause 10.6.4(3), the rates to be used to determine the cost of plant are the rates in:
| The "Schedules of Dayworks Carried Out Incidental to Contract Work" published by The Civil Engineering Contractors Association (CECA) modified as follows: |  | noidn
| Sterling rates to be read as Euros |  | noidn
| In sub-clause 10.7, the amount to be added for delay cost is the daily rate tendered by the Contractor in the Schedule, part 2E (sub-clause 10.7.1(1)) |  | noidn
| In sub-clause 10.7, the Contractor is to tender in part 2E a single daily rate for delay costs |  | noidn
23A | [L] Payment Particulars |  | Item
| Period for interim payment is monthly. |  | noidn
| Minimum amount for interim payments, except for release of retention, €5,000.00. |  | noidn
| Up to 90% of the Contract Value of unfixed Works Items may be included in an interim payment, in accordance with sub-clause 11.2. |  | noidn
| The retention percentage is 5%. |  | noidn
23B | [M] (not used) |  | Item
23C | [N] Conciliation, Adjudication and Arbitration |  | Item
| Failing agreement, the conciliator will be appointed by the RIAI |  | noidn
| The person or body to appoint the arbitrator, if not agreed by the parties, is the RIAI |  | noidn
23D | [O] Rights in Contractor's Documents |  | Item
Schedule Part 2
| The Contractor must fill in the appropriate sections of the Contract Schedule Part 2 in order to submit a bonafide Tender |  | Noid
Include for all cost arising in connection with Schedule Part 2 - details of Schedule Part 2 Section "A" to "D" - to be completed by the Contractor are set out
23E | [A] Communications |  | Item
24A | [B] (not used) |  | Item
24B | [C] Date for Substantial Completion |  | Item
24C | [D] Adjustments to the Contract Sum including Delay Costs |  | Item
Schedule Part 3
| The Employer will populate the appropriate sections of the Contract Schedule Part 3, after Tender and prior to issue of the Letter of Acceptance |  | Noid
Include for all cost arising in connection with Schedule Part 3 - details of Schedule Part 3 Section "A" to "C" - to be completed by the Employer are set out
24D | (A) (not used) |  | Item
24E | (B) Named Specialists |  | Item
24F | (C) (not used) |  | Item
Contract Date, Starting Date and Date for Substantial Completion
| The date for Substantial Completion shall be the date arrived at after the time allowed for completing the works is measured from the Contract Date. The 'Starting Date' shall not be the basis of calculating the date for Substantial Completion. The meaning of "Substantial Completion" is detailed in the latest version of the Public Works Contract for Minor Building and Civil Engineering Works Designed by the Employer. |  | Noidn
Fixed Price Contract
24G | This is a Fixed Price Lump Sum Contract based on Volume A (Works Requirements) and Volume C (Pricing Document). |  | Item
Value Added Tax
25A | The Contractor shall exclude all Value Added Tax in his / her tender submission, the Contractor shall price and will be deemed to have included for all items in the tender exclusive (net) of Value Added Tax. The Contracting Authority (the School Board of Management) will be responsible for the payment of VAT (registering for) and the Contractor will subsequently be paid net certified amounts by the School's Board of Management. In this regard, the Contracting Authority (the School Board of Management) and the Contractor will need to liaise with each other to register with Revenue On-Line (ROS) upon commencement of the works in order to facilitate payment transfer from the Department of Education & Skills. This process may delay the release of the initial payment to the Contractor and so the Tenderer MUST allow herein for all pertinent costs associated with this procedural process. |  | Item
Conditions Precedent to the Award of Contract
Tax Clearance
25B | It will be a condition precedent to the award of this Contract that the successful Tenderer must comply with current Tax Clearance Procedures for Public Sector Contracts, Ref: 49/29/84 (available at www.finance.gov.ie). |  | Item
25C | It will be a condition for the award of this contract that a firm must be able to produce promptly a Tax Clearance Certificate. In the case of a non-resident, a statement from the Revenue Commissioners will be required. |  | Item
25D | Furthermore, it will be the responsibility of the successful Contractor to ensure that any Sub-Contractor employed by him on this contract is in possession of a bona-fide Tax Clearance Certificate and to submit such Certificate in each case for inspection by the Employer's Representative when required to do so. No claims for increased costs will be entertained in respect of Contractor's compliance with this condition. |  | Item
CIF Pension / Sick Pay Scheme
25E | Membership of the CIF Pension / Sick Pay Scheme is a condition precedent to the award of the contract. |  | Item
Local Labour
26A | Persons engaged upon the works should insofar as practicable and without affecting the efficiency of the work be recruited from the local offices of SOLAS to the extent that the total labour requirement of the contract exceeds the Contractor's core workforce. |  | Item
Construction Management Staff
26B | The tenderer shall provide details of the type and qualifications of their proposed construction management and site administration staff, per Clause 4 of the Conditions of Contract. |  | Item
DEFINITIONS
Approval
| The expression "Approval" or "Approved" used herein shall mean a specific approval by the Employer's Representative. This should normally be in writing or confirmed by the Contractor in writing to the Employer's Representative. |  | Noidn
Definitions for Alteration Work
| To MATCH EXISTING means to use products, materials and methods to closely match all visual characteristics and features of the existing work, with joints between existing and new work as inconspicuous as possible, all to approval and to additional specified requirements. |  | NOID
| REMOVE means remove existing work so described and all associated accessories, fastenings, linings and bedding materials without damaging adjacent work to be retained, and make good. 'Form' or 'cut' openings, etc., means remove as necessary. |  | NOID
| RE-FIX means: |  | NOID0
| 1.^^Carefully remove existing work required to be re-fixed. |  | NOID0
| 2.^^Remove fastenings and bedding materials from products / materials and clean and repair as necessary. |  | NOID0
| 3.^^Set aside and adequately protect until required. |  | NOID0
| 4.^^Re-locate accurately and fix securely using fixing and jointing materials and methods to match existing, or approved alternatives, and make good. |  | NOID0
| 5.^^Comply with additional specified requirements. |  | NOID
| MAKE GOOD means to carry out local remedial work, including the following as appropriate and necessary to leave the work sound and neat for approval: |  | NOID0
| 1.^^Remove defective parts of existing finishes and components and around any stated features. |  | NOID0
| 2.^^Fill, dress down, piece-in, patch, extend existing finishes, make minor repairs and adjustments. |  | NOID0
| 3.^^Re-fix or re-stick. |  | NOID0
| 4.^^Re-decorate. |  | NOID
| MAKING GOOD consequent upon alteration, extension and maintenance work is deemed to be included in such items. |  | NOID
| RENEW means carefully remove existing work and replace: |  | NOID0
| 1.^^with materials / products identical to those removed or approved substitutes, |  | NOID0
| 2.^^using methods similar to those used in constructing the removed work or approved alternatives, |  | NOID0
| 3.^^to meet additional specified requirements. |  | NOID
Terms "Approved", "Directed" and "Selected"
| The terms "approved", "directed", and "selected", shall mean the approval direction and selection of the Employer's Representative (in writing). |  | Noidn
Term "Supply"
| Unless otherwise stated the word "supply" shall mean to include the term "provide and fix" as is usually understood. |  | Noidn
Proprietary Names
| Wherever a proprietary name is used to specify a material or process it shall be deemed to have the term "or equivalent" appended to it. |  | Noidn
| Where a material or process is described by reference to its proprietary name the name is used to indicate the standard of construction, appearance, ease of maintenance and durability acceptable to the Employer's Representative. The Employer's Representative will approve the use of alternatives where such alternatives are shown to equal or surpass the qualities of the product or process specified. Accordingly proprietary names wherever mentioned in the Specification, Pricing Document or on the Drawings shall be deemed to mean the provision of the named product or process or an approved alternative. |  | Noidn
Fixing only materials
| Notwithstanding the provisions of the ARM4, where materials are described as 'Fix only' in this Pricing Document, the prices for such fixing will be deemed to allow for: taking delivery at site, unloading, getting in, unpacking, checking for discrepancies and faults and co-ordinating necessary replacements, storing, removing from store, distributing, hoisting, placing in position, assembling as necessary and fixing as described, protecting goods from receipt to completion of Contract, taking risk of loss or damage and for the safe return of packages, crates and the like. |  | Noidn
The term 'with'
| Where the term "with" is used in item headings and descriptions in this Pricing Document (eg. fixed to masonry with 4 No. M10 masonry bolts") it will be understood to mean "including" where the text so demands. |  | Noidn
Abbreviations
| Where the following abbreviations have been used in this Pricing Document they shall have the meanings as indicated below: |  | Noidn
| um^^^^^-^^^^^micro metre |  | Noid0
| mm^^^^^-^^^^^millimetre |  | Noid0
| m^^^^^^-^^^^^metre |  | Noid0
| m2^^^^^-^^^^^square metre |  | Noid0
| m3^^^^^-^^^^^cubic metre |  | Noid0
| t^^^^^^-^^^^^tonne |  | Noid0
| kg^^^^^-^^^^^kilogram |  | Noid0
| MPa^^^^-^^^^^Megapascals |  | Noid0
| No.^^^^-^^^^^number |  | Noid0
| (f)^^^^-^^^^^finished sizes |  | Noid0
| RHS^^^^-^^^^^Rectangular Hollow Section |  | Noid0
| SHS^^^^-^^^^^Square Hollow Section |  | Noid0
| TFB^^^^-^^^^^Tapered Flanged Beam |  | Noid0
| UB^^^^^-^^^^^Universal Beam |  | Noid0
| UC^^^^^-^^^^^Universal Column |  | Noid0
| max^^^^-^^^^^maximum |  | Noid0
| min^^^^-^^^^^minimum |  | Noid0
The Valuation of Preliminaries for Progress Payments
| The valuation of preliminaries for progress payments will be calculated in the following manner: |  | Noid1
| (a)^Items will, where appropriate, be split into the following 3 categories of cost:- |  | Noid1
| (i)^^^Establishment |  | Noid0
| (ii)^^Running costs |  | Noid1
| (iii)^Removal costs |  | Noid1
| (b)^Establishment costs will be paid for when the particular item has been set up on site e.g. erection of cabins, the installation of temporary water supply and the like. |  | Noid1
| (c)^Running costs will be paid for as a percentage of Builders' work completed by applying the following formula: (Builders' work in this context shall mean the gross value of all work done on site, at the date of the progress claim, less the value of materials on and off site and contract change orders). |  | Noid1
| ^^^^^^^^^^^^^^^TVRC^^^^ |  | Noid0
| ^^^^AP = ----------------- x BW |  | Noid0
| ^^^^^^^^^CV - (TVRC) |  | Noid1
| ^^^^where: |  | Noid1
| ^^^^AP^^^=^the amount of the formula adjustment to be inserted into the progress claim |  | Noid0
| ^^^^TVRC^=^total value of the running cost preliminaries |  | Noid0
| ^^^^CV^^^=^contract value |  | Noid0
| ^^^^BW^^^=^the total value of Builders' work completed to the date of the progress claim |  | Noid1
| (d)^Removal costs will be paid for when the particular item has been removed from site or has been finally completed e.g. removal of fences, final clean up and the like. |  | Noid1
GENERAL PARTICULARS
| A selection of Preliminary items are listed hereunder to afford the Contractor the opportunity of allowing against each item for all costs which may be incurred in complying with the terms of Contract and all relevant legislation. |  | Noid1
GENERAL PLANT, EQUIPMENT & ATTENDANT LABOUR
| Allow for all costs associated with the plant and equipment necessary to complete the works. |  | Noid1
29A | ^^^^^^^^^^^^^^^^Establishment |  | Item
29B | ^^^^^^^^^^^^^^^^Running Costs |  | Item
29C | ^^^^^^^^^^^^^^^^Removal Costs |  | Item
CRANEAGE
| Allow for all craneage necessary for the proper completion of the works. |  | Noid1
30A | ^^^^^^^^^^^^^^^^Establishment |  | Item
30B | ^^^^^^^^^^^^^^^^Running Costs |  | Item
30C | ^^^^^^^^^^^^^^^^Removal Costs |  | Item
EXTERNAL SCAFFOLDING
| Provide all necessary general and specialist temporary scaffolding for executing the works. Allow for adaptions and extensions as necessary to complete the works. Allow for all necessary protection and security for scaffolding on public roads / areas; all in accordance with Statutory Regulations and the Contractor's own Safety Statement. If the Contractor should strike any of this scaffolding before ascertaining whether it is required by a Specialist or Public Authority, he must re-erect it, if so required, at his own expense. |  | Noid1
30D | ^^^^^^^^^^^^^^^^Establishment |  | Item
30E | ^^^^^^^^^^^^^^^^Running Costs |  | Item
30F | ^^^^^^^^^^^^^^^^Removal Costs |  | Item
ACCESS / HOISTS
| Provide all necessary access platforms and hoists generally for executing the works. |  | Noid1
30G | ^^^^^^^^^^^^^^^^Establishment |  | Item
30H | ^^^^^^^^^^^^^^^^Running Costs |  | Item
30J | ^^^^^^^^^^^^^^^^Removal Costs |  | Item
TEMPORARY FENCING / HOARDINGS, GUARD RAILS & the like
| Allow for all necessary temporary fencing, hoardings, fans, planked footways, guard rails, gantries and the like for the protection of the site operatives, Public and the occupants of the adjoining Existing Properties, as well as the Live School Complex and for meeting the requirements of any Local Authority, Utility Providers or Health and Safety requirements and later shift or adapt them at any time as necessary. The Contractor shall allow for hoarding the site to prevent trespass by CHILDREN or adults and he shall visit the site to ascertain the positions and extent of all such temporary hoardings. |  | Noid1
30K | ^^^^^^^^^^^^^^^^Establishment |  | Item
30L | ^^^^^^^^^^^^^^^^Running Costs |  | Item
31A | ^^^^^^^^^^^^^^^^Removal Costs |  | Item
TEMPORARY SCREENS
31B | Provide and maintain all dustproof and weatherproof screens as necessary throughout the duration of the works, where new extension adjoins the existing building; as instructed by the Employer's Representative. The temporary screens shall be erected, removed and re-erected as required. |  | Item
TEMPORARY ROADS, TRACKS, CROSSINGS & the like
| Allow for providing all necessary roads, hard standings and crossings on site and for removal and making good on completion. |  | Noid1
31C | ^^^^^^^^^^^^^^^^Establishment |  | Item
31D | ^^^^^^^^^^^^^^^^Running Costs |  | Item
31E | ^^^^^^^^^^^^^^^^Removal Costs |  | Item
WORKS BEYOND THE BOUNDARY OF THE SITE
| Some services connections will take place outside the boundary of the site / school grounds as per the Architect's & Engineer's drawing(s) and the Contractor must allow for all additional inconvenience and cost associated with same. |  | Noidn
| Where work is described as being executed beyond the boundary of the site or in the public highway, the Contractor's price shall be deemed to include for the following as required; adequate watching and lighting, traffic signalling, temporary barricades, walking platforms and warning notices sufficient to ensure the safety of all persons, and removing same on completion, giving notice to the Local Authority, paying their fees and charges and carrying out the work to their satisfaction. The Contractor's price shall also include for maintaining in working order all services, conduits, telephone cables, etc., and for making good any damage done thereto, by reason of these works, to the satisfaction of the Authority concerned. |  | Noid1
31F | ^^^^^^^^^^^^^^^^Establishment |  | Item
31G | ^^^^^^^^^^^^^^^^Running Costs |  | Item
31H | ^^^^^^^^^^^^^^^^Removal Costs |  | Item
PUBLIC ROAD CROSSINGS
32A | Maintaining public and private roads, footpaths kerbs and the like and keeping the approaches to the site clear of mud and general building debris. The Contractor will be totally responsible for making good all damage caused by his own or any Sub-Contractors or Suppliers transport at his own expense or pay all charges in connection therewith. He must also comply with all Garda Siochana regulations. |  | Item
SITE ADMINISTRATION
| Provide all necessary facilities for the provision and keeping of all statutory records on site; including the provision of suitably qualified and experienced staff. |  | Noid1
32B | ^^^^^^^^^^^^^^^^Establishment |  | Item
32C | ^^^^^^^^^^^^^^^^Running Costs |  | Item
32D | ^^^^^^^^^^^^^^^^Removal Costs |  | Item
CRITICAL PATH PROGRAMMING
| The Contractor shall submit a Detailed Programme to the Employer's Representative within 10 days of his receipt of the order to commence, setting out a building programme forecast. Each trade operation and sub-contract, including building services and any Specialists, shall be shown on the Programme in Building sequence and the dates on which they are to start and finish are to be indicated. The Contractor shall allow for reviewing, updating and re-issuing the Detailed Programme as and when required by the Employer's Representative; The actual progress made by each trade operation and sub-contract, including building services and any Specialists, shall be shown against the planned progress; The Detailed Programme shall indicate the identified critical path including the placement of orders for material on special or long delivery. All Programme requirements are to be in accordance with the Contract Conditions (Clause 4.9). The Contractor shall submit weekly records of the resources on site (labour, materials, etc) to the Employer's Representative. |  | Noid1
32E | ^^^^^^^^^^^^^^^^Initial programme |  | Item
32F | ^^^^^^^^^^^^^^^^Progressive updates |  | Item
CONTRACTOR'S METHODOLOGY
| Tenderers are requested to submit a Construction Methodology and a Preliminary Construction Programme with their Tender indicating their approach to achievement of construction completion within the required period while complying with any Phasing conditions. |  | Noid1
33A | ^^^^^^^^^^^^^^^^Initial methodology |  | Item
33B | ^^^^^^^^^^^^^^^^Progressive updates |  | Item
CASH FLOW
| Allow for providing a cash flow analysis for the project based upon the Contract Programme. The cash flow analysis shall show expenditure requirements for the course of the project. Allow for updating the cash flow analysis on a monthly basis. |  | Noid1
33C | ^^^^^^^^^^^^^^^^Initial cash flow |  | Item
33D | ^^^^^^^^^^^^^^^^Progressive updates |  | Item
TEMPORARY SHEDS, SANITARY ACCOMMODATION & the like
| Allow for providing, maintaining, relocating during the progress of the works as necessary and removing on completion suitable offices for the site Foreman and other Management staff and Sub-Contractors, suitable mess facilities for the workmen, suitable sanitary accommodation and storage facilities for materials liable to damage from the weather. Comply with the requirements of the Factories Act. Provide an adequate secure compound in the location approved by the Employer's Representative for materials entering the site; remove all at completion of the works and make good. All in accordance with current construction standards. |  | Noid1
33E | ^^^^^^^^^^^^^^^^Establishment |  | Item
33F | ^^^^^^^^^^^^^^^^Running Costs |  | Item
33G | ^^^^^^^^^^^^^^^^Removal Costs |  | Item
TEMPORARY ACCOMMODATION for sole use of Employer's Agents
| Provide and maintain temporary office accommodation for the site meetings, adequately heated and lit with table and chairs for (10) number people. This accomodation may be used as part of the contractor's own offices provided that it is reasonably well maintained for use as accommodation for site meetings. |  | Noid1
| Provide all protective clothing including (5) number hard hats, (5) number reflective jackets and (5) number pairs of protective boots for the sole use of the Employer's Agents. |  | Noid1
34A | ^^^^^^^^^^^^^^^^Establishment |  | Item
34B | ^^^^^^^^^^^^^^^^Running Costs |  | Item
34C | ^^^^^^^^^^^^^^^^Removal Costs |  | Item
TEMPORARY WATER SUPPLY
| Allow for the adequate supply necessary to carry out the works of fresh, clean water; paying all charges and fees in connection therewith, providing all temporary storage, plumbing services, connections, including all clearing away and making good upon completion. All in accordance with current construction standards. |  | Noid1
34D | ^^^^^^^^^^^^^^^^Establishment |  | Item
34E | ^^^^^^^^^^^^^^^^Running Costs |  | Item
34F | ^^^^^^^^^^^^^^^^Removal Costs |  | Item
TEMPORARY ELECTRICITY SUPPLY
| Allow for providing all artificial lighting and power for the works, paying all charges in connection therewith; providing all temporary connections, leads, fittings and the like and clearing away and making good upon completion. All in accordance with current construction standards. |  | Noid1
34G | ^^^^^^^^^^^^^^^^Establishment |  | Item
34H | ^^^^^^^^^^^^^^^^Running Costs |  | Item
34J | ^^^^^^^^^^^^^^^^Removal Costs |  | Item
TEMPORARY SITE TELEPHONE and Facsimile Services
| The Contractor shall allow for installing and maintaining temporary telephone, scanner and e-mail facilities to both the General Foreman's offices and the offices of such other Contractor's site staff as may be required for the full period of the works; including removal upon completion of the works. Allowance should include for the payment of all charges and expenses in connection therewith. |  | Noid1
35A | ^^^^^^^^^^^^^^^^Establishment |  | Item
35B | ^^^^^^^^^^^^^^^^Running Costs |  | Item
35C | ^^^^^^^^^^^^^^^^Removal Costs |  | Item
| The Contractor shall allow for installing and maintaining temporary telephone, scanner and e-mail facilities to the Employer's Agent's office for the full period of the works; including removal upon completion of the works. Allowance should include for the payment of all charges and expenses in connection therewith. |  | Noid1
35D | ^^^^^^^^^^^^^^^^Establishment |  | Item
35E | ^^^^^^^^^^^^^^^^Running Costs |  | Item
35F | ^^^^^^^^^^^^^^^^Removal Costs |  | Item
TEMPORARY SITE SECURITY
| The Contractor shall include for safeguarding the works, materials and plant from damage by theft including all necessary watching and lighting for the security of the works and the protection of the public. Establishment and maintenance of identifiable site perimeters required as well as providing shelter and fuel for the watchmen. |  | Noid1
35G | ^^^^^^^^^^^^^^^^Establishment |  | Item
35H | ^^^^^^^^^^^^^^^^Running Costs |  | Item
35J | ^^^^^^^^^^^^^^^^Removal Costs |  | Item
PROTECTION OF THE WORKS
36A | Protect all internal finishes & features in areas where intervention will occur (against general damage during construction works); comprising of suitable coverings, placed in position, using appropriate fixings / strutting; Contractor to be responsible for the design of these temporary works, to the satisfaction of the project Architect / Engineer; adhering to all appropriate health & safety legislation; to provide adequate protection from Carpenters, Decorators and the like |  | Item
NOTICE BOARD(S)
| Obtain approval for and provide and maintain in a clean condition for the full period of the works one temporary name board approx 1.80m wide x 1.55m high displaying the title of the Project in 70mm high lettering, name of the Employer in 50mm high lettering, Consultants & Contractor names in 30mm high lettering and if required names of Sub-Contractors; all as per Architect's Drawing; fixed to and including 114.3, 5 galvanised CHS uprights anchored to RC strip foundation using 4 No. M16 chemical anchors per base plate; all as per Engineer's Drawing |  | Noid1
36B | ^^^^^^^^^^^^^^^^Establishment |  | Item
36C | ^^^^^^^^^^^^^^^^Running Costs |  | Item
36D | ^^^^^^^^^^^^^^^^Removal Costs |  | Item
PUBLICITY & ADVERTISING
| The Contractor shall not allow the works to be used for any form of publicity or advertisement without the prior approval of the Employer's Representative. No form of advertising shall be allowed to be displayed on site without the consent of the Employer's Representative. |  | Noidn
FIRE FIGHTING EQUIPMENT
| The Contractor shall allow for installing, maintaining and removing on completion of the works all fire fighting equipment necessary to comply with the relevant fire regulations. |  | Noid1
36E | ^^^^^^^^^^^^^^^^Establishment |  | Item
36F | ^^^^^^^^^^^^^^^^Running Costs |  | Item
36G | ^^^^^^^^^^^^^^^^Removal Costs |  | Item
PROTECTIVE CLOTHING
37A | Allow for all protective clothing necessary to carry out the works including but not limited to the supply of safety helmets (to BS 2826), "Hi-Vis" vests & boots for the use of all site personnel; including all visitors and representatives attending the site. |  | Item
Site Survey
37B | The Contractor shall satisfy himself in respect of the dimensions, composition and construction of the existing buildings: the Employer will make all available information known to the Contractor. However, the Contractor shall make his own enquires and investigations and shall here take notice that the Employer does not in any way whatsoever warrant the accuracy or sufficiency of the information provided. |  | Item
Setting out the Works
37C | Allow for setting out the works accurately from the information provided by the Employer's Representative. Inform the Employer's Representative when overall setting out is completed and before commencing construction. The checking of any setting out lines or levels by the Employer's Representative shall not relieve the Contractor of his responsibility for the correctness thereof. Allow for setting up temporary bench marks and 30 metre grids, or alternatively if shown upon the drawings allow for setting out baselines and establishing permanent markers. |  | Item
Schedule of Dilapidations
37D | On taking possession of the existing building the Contractor will be required to produce immediately and submit to the Employer's Representative, a photographic record and a detailed schedule of dilapidations, both internally and externally for the existing building. The agreed schedule will be held as a record of the condition of the building when possession was granted. |  | Item
Existing Services
38A | The Contractor shall fully satisfy himself as to the exact location of all existing services. The Contractor should contact the Electricity Supply Board, other Statutory Undertakings / Public Utilities and the local County Council in relation to power cables, telephone cables, drains, open drains and watermains in advance of any excavation or opening up of work and formulate a contingency plan to ensure an immediate emergency response by the relevant bodies in the event that such services are damaged. |  | Item
Overhead Line
38B | The Contractor must ensure that adequate safety precautions are taken when working in the vicinity of overhead lines. Barriers or notices as appropriate should be in place to ensure the safety of personnel in the vicinity of the cables. |  | Item
Underground Cables
38C | The Contractor must ensure that adequate safety precautions are taken when working in the vicinity of underground cables. Barriers or notices as appropriate should be in place to ensure the safety of personnel in the vicinity of the cables. |  | Item
Maintenance of Existing Services
38D | Existing services known to exist on site are shown on Engineer's drawings. Particulars of all known existing services will be indicated to the Contractor on site. He must also use his best endeavours to determine the position of all existing underground services prior to starting excavations. |  | Item
Temporary Closing of Services
38E | Temporary closing of services or any work in making connections to existing services connected to existing buildings on site shall be carried out only after seven days prior written notice to the Employer's Representative and then at such times as he shall agree, following consultation with the Employer's Representative. |  | Item
Temporary Road Closures
38F | The Contractor is to allow for all liaison, fees and costs associated with temporary road closures, barriers, signage, lighting, etc., as necessary to work safely on public roads and footpaths. |  | Item
Damage to Existing Services
39A | Protecting, upholding and maintaining all pipes, ducts, sewers, service mains, overhead cables and the like encountered during the course of the works; the Contractor shall immediately report the matter to the Employer's Representative and make good any damage caused by his own or his sub-contractor's negligence or pay any costs involved in connection therewith. |  | Item
Adjoining Property Owners, Local Authorities and Utility Providers
39B | Care shall be exercised to avoid doing anything over which the Contractor has control that may be taken as interfering with the rights of adjoining Property Owners, the Local Authorities and Utility Providers or doing anything that may reasonably be objected to by them. |  | Item
Pipe Course
39C | Pipe, cable and wire courses shall be laid out by the Contractor as early as practicable for approval by the Employer's Representative and laying or fixing shall not be commenced without such pre-approval. |  | Item
39D | Existing pipe, cable or wire courses interfered with during the execution of the work shall be reinstated if, when and as required to the Employer's Representative's satisfaction. |  | Item
Pollution
39E | Do not deposit deleterious material into surface water channels or lakes. Comply with the requirements of the Rivers and Pollution Act, the Public Health (Ireland) Acts and the Fisheries Acts. The area surrounding the site shall at all times be kept clear of all debris and rubbish associated with the works. The site shall at all times be kept as clean and tidy as possible and the Contractor shall be responsible for removing debris and rubbish on a regular basis. |  | Item
Noise Levels / Controls
39F | Provide and maintain all acoustic screens as necessary throughout the duration of the works, where new extension adjoins the existing building; as instructed by the Employer's Representative. The temporary screens shall be erected, removed and re-erected as required. |  | Item
40A | The Contractor shall comply with the statutory requirements relating to control of noise levels on site. However, allowance must also be made for working alongside the existing school complex as well as the temporary teaching facilities and the adjoining private dwelling, ensuring that no disturbance is caused to the occupants through poorly managed noise outputs. |  | Item
40B | Noise levels shall be kept to a minimum with special silencers, mufflers and suppressors applied to plant, tools, etc. Close liaison shall be maintained between the Employer, Employer's Representative and Contractor to ensure overall noise levels are maintained to an acceptable level. Particularly noisy activities shall not be carried out between 8.00 p.m. and 8.00 a.m. on any night and before 9.00 a.m. on Saturdays and Sundays. Include for complying with all requirements on Noise Control. |  | Item
40C | The Contractor shall include for compliance with BS 5228 - Noise and Vibration Control on Construction Sites, and for compliance with all current Health and Safety Regulations. Fit all compressors, percussion tools and vehicles with effective silencers of a type recommended by manufacturer's of the compressors, tools or vehicles. The Contractor will be required to liase closely with the Employer's Representative so as to minimise the nuisance caused by noise and no extra cost will be recoverable for compliance therewith. |  | Item
40D | Where the works are of a noisy nature the Contractor shall inform the Employer's Representative at least one week in advance of his intention to carry out these works. |  | Item
40E | The Contractor shall set up a stringent noise monitoring regime to monitor typical levels of noise at sensitive locations and shall report on same at each site meeting. |  | Item
40F | The Contractor shall nominate a competent and experienced Liaison Officer to deal with matters relating to noise, dust and vibration with the Planning Authority and adjacent dwelling / property owners. |  | Item
Waste Management
40G | The site shall at all times be kept as clean and tidy as possible and the Contractor shall be responsible for removing debris and rubbish on a regular basis. |  | Item
41A | Materials excavated from the site shall unless expressly stated otherwise be removed from site and disposed of at a tip / waste facility to be provided by the Contractor. The Contractor shall ensure that all waste is removed from site by approved waste disposal contractors, to approved facilities. Details of the final destination of all waste shall be furnished to the Employer's Representative quoting the reference number of the Waste Collection Permit issued under the Waste Management (Collection Permit) Regulations 2004. |  | Item
The following items pertain to specific environmental sustainability requirements being invoked on this project;
| Concrete rubble material generated from the demolition phase, shall be re-used in the proposed development wherever possible. |  | noidn
| Disposal of this material in landfill is not permitted and instead must be re-used in an environmentally sustainable manner. |  | noidn
| Generally, the Contractors' attention is drawn to the document; "Best Practice Guidelines for the Preparation of Waste Management Plans for Construction and Demolition Projects". The Contractor shall take these guidelines as mandatory and include for complying therewith as part of an overall waste management plan, thus making provision within his / her tender for same. |  | noidn
41B | The Contractor must present a Waste Management Plan, outlining specific approaches to the sustainable re-use of such rubble material, etc., for agreement with the Project Engineer and PSDP, prior to commencement of the works. The waste management plan shall include: 1. A list of proposed authorised waste collection permit holders to be employed. 2. A list of the proposed waste facility permitted sites at which the wastes may be recovered or disposed of. 3. Estimates of the proposed tonnages of construction and demolition (C & D) wastes by type e.g. soil and stone, rubble, wood, metal, and plastic. |  | Item
41C | Any waste materials not being re-used in accordance with the agreed Waste Management Plan shall be removed from site and disposed of at an approved waste facility. |  | Item
41D | The Contractor shall ensure that all waste is removed from site by approved Waste Disposal Contractors, to approved facilities. |  | Item
42A | Details of the final destination of all waste shall be furnished to the Employer's Representative quoting the reference number of the Waste Collection Permit issued under the Waste Management (Collection Permit) Regulations 2004. |  | Item
42B | Any implications of the above-referenced agreed waste management plan during the build, not included elsewhere, must be allowed for herein |  | Item
Storage of Materials
42C | All materials shall be carefully stacked and kept neat and tidy in designated areas. |  | Item
42D | Separate different materials and protect them from dirt, physical damage, reaction with other materials, marking or staining, micro organisms, mildew, fungus and vermin. Do not store materials in a manner which may cause damage to the Works or to the materials or endanger the safety of people or property. |  | Item
Environmental Control
42E | Allow for maintaining adequate temperature and humidity levels within the building prior to Substantial Completion to ensure that the requirements of manufacturers are adhered to for materials incorporated into the works or stored within the partially completed works. |  | Item
42F | Allow for drying out the works including floor slab sufficiently to allow laying of floor finishes and other finishes in accordance with the Contractor's programme. |  | Item
Protection
42G | Allow for protecting the works from damage by inclement weather, overloading, impact, or any other cause whatsoever. Provide waterproof and frost proof coverings, temporary shelters, temporary drainage and any other necessary protection for this purpose. Make good any damage caused by ineffective protection regardless of the cause. |  | Item
Material Controls
42H | All materials and prefabricated items shall be manufactured and tested in accordance with the specified requirements. When evidence of conformance depends soley on inspections and tests performed by a sub-contractor, specialist, manufacturer, supplier or independant inspecting authority, the Contractor shall ensure that such evidence is satisfactory and that appropriate records are maintained. |  | Item
43A | No materials or prefabricated items shall be used in the works until it has been verified that they comply with the specified requirements. |  | Item
43B | Where appropriate, all materials and prefabricated items delivered to the site shall bear the manufacturer's name, brand name or any other data that may be required to verify the exact nature of the material or item and relate it to the specified requirements. |  | Item
43C | Where applicable, materials and prefabricated items shall be obtained from suppliers and manufacturer's who have been assessed by an independant certification authority accredited by the National Accreditation Council for Certification Bodies. |  | Item
43D | Transportation, handling and storage of materials and prefabricated items shall be controlled to prevent mis-use, damage or deterioration. |  | Item
43E | The Contractor shall operate quarantine procedures for the identification and isolation of materials and prefabricated items that do not comply with the specified requirements. |  | Item
Testing materials
| Notwithstanding the following, the Contractor should note the specific tests pertaining to BC(A)R '14 and Part L '17, as outlined within adjoining elements of this Pricing Document and as detailed within the Works Requirements. |  | noidn
| Work test certificates shall include, whenever applicable, the location in the works, of the delivery or batch which the sample represents. |  | noidn
43F | Provide for executing all tests and supplying all material for testing as directed by the Employer's Representative. Include for delivery of concrete cube tests to Enterprise Ireland, Glasnevin, Dublin 9 or other approved body. Include for any necessary removal of fixed materials and making good after same. Include for making good after tests and for the provision of all apparatus to fully carry out same. Test results, if requested, to be sent directly to Structural Engineers. (Note: the scope of tests required is outlined in "Volume A - Works Requirements"). |  | Item
Samples
| If requested by the Employer's Representative, samples of all materials proposed to be used in the works shall be submitted to him, together with the name and address of the supplier, and such information, instructions and directions as the supplier has issued. Samples shall then be subject to the Employer's Representative's approval prior to the delivery of the materials to site. All materials delivered to and used upon the works must be at least equal in quality to the same, and the Contractor shall ensure that he complies with all manufacturer's instructions and recommendations. Any materials condemned by the Employer's Representative as unfit for use in the works shall be immediately removed from the site at the Contractor's expense. |  | noidn
44A | Supply and deliver to the Employer's Representative's office at no extra cost, samples of materials to be used in the works for approval. |  | Item
| Such samples shall not form part of the permanent works. |  | noidn
Sample panels
| Notwithstanding the following, the Contractor should note the specific samples pertaining to Part L '17 (nZEB), as outlined within adjoining elements of this Pricing Document and as detailed within the Works Requirements. |  | noidn
| Each trade and sub-contractor will be required to prepare one sample of workmanship for approval by the Employer's Representative before going ahead with the work on the particular element or trade. |  | noidn
44B | Allow for constructing sample panels of blockwork, pointing, joinery (including typical door), floor covering, wall tiling, plastering, painting and the like as may be directed by the Employer's Representative for approval. |  | Item
Inspections
44C | Allow for giving adequate notice to the Architect and Engineer in order to inspect any part of the works to be covered up. Allow for providing all necessary attendances to the Architect and Engineer whilst inspecting the works. |  | Item
Approvals
45A | Where and to the extent that products, materials or work are specified to be approved or the Employer's Representative instructs or required that they are to be approved, the same must be supplied and executed to comply with all other requirements in respect of the stated or implied characteristics either: |  | Item
| 1.^^to the express approval of the Employer's Representative or |  | noid
| 2.^^to match a sample expressly approved by the Employer's Representative as a standard for the purpose |  | noid
45B | Inspection or any other action by the Employers Representative must not be taken as approval of materials, products or work unless the Employer's Representative so confirms in writing in express terms referring to: |  | Item
| 1.^^date of inspection |  | noid
| 2.^^part of the work inspected |  | noid
| 3.^^respects or characteristics which are approved |  | noid
| 4.^^extent and purpose of the approval |  | noid
| 5.^^any associated conditions |  | noid
Defects in Existing Work
45C | Defects in existing work are to be reported to the Employer's Representative without delay. Obtain instructions before proceeding with work which may: |  | Item
| 1.^^cover up or otherwise hinder access to defective construction, or |  | noid
| 2.^^be rendered abortive by the carrying out of remedial work. |  | noid
Manufacturer's Instructions
46A | The Contractor shall ensure that the manufacturers' instructions and other information are at the site whilst the related work is being executed and shall retain these documents and upon completion of the works hand these instructions over to the Employer's Representative in suitable folders together with a contents list. Should manufacturer's instructions and the specification be at variance, the Contractor shall obtain instructions from the Employer's Representative in writing and shall proceed accordingly. |  | Item
Materials and Workmanship
| Notwithstanding the following, the Contractor should note the specific material controls pertaining to BC(A)R '14, as outlined within adjoining elements of this Pricing Document and as detailed within the Works Requirements. |  | noidn
46B | Materials, goods and workmanship are to be of the best quality of their respective kinds and those for which there is an Irish or British Standard and Code of Practice available, are to comply therewith unless otherwise stated. |  | Item
46C | The Contractor shall provide a copy of any Code of Practice, for use by the Foreman on site, and description of materials, goods or workmanship given in any one trade or section are to apply throughout this Pricing Document unless otherwise stated. |  | Item
46D | All materials delivered to the site, in connection with the works, will be required to have the relevant IS or BS code numbers and manufacturer's name and place of origin stamped thereon. A certificate of treatment for the timber products shall be submitted to the Employer's Representative, from a reputable supplier, before bringing materials on site. |  | Item
Compliance with Standards
46E | In the case of an Irish Standard the presence of an Irish Standard Mark under NSAI licence shall be evidence of compliance. Similar marks issued under licence from E.U. National Authorities shall be deemed likewise. An approved IAB mark in the case of Irish Products or equivalent E.U. National Agreement Board Certificates of EOTA in certification in the case of any product shall be evidence of compliance with the Standard so certified. |  | Item
Unsound Materials
47A | If the Contractor shall introduce any unsound, improper or imperfect work or supply any defective materials, not in accordance with the Works Requirements, then all such work shall be taken down or removed and the work renewed, reformed or re-constructed to the satisfaction of the Employer's Representative. Any material condemned is to be at once removed from the site. The Architect shall have the power to withhold his certificates until the provisions of this clause have been complied with. |  | Item
47B | The Contractor shall allow for giving the Employer's Representative each week a comprehensive list of the materials delivered to site. This list shall include the origin of the materials, type of materials and number and / or quantity of materials. |  | Item
Proof of ownership
47C | In connection with the payment for materials on site (where applicable) the Employer's Representative may ask the Contractor for proof of full ownership of goods or materials delivered to the site. If this proof is not forthcoming the Employer's Representative will be entitled to withhold certification of payment in respect of the goods or materials in question. |  | Item
Dismissal of workmen and removal of defective materials
47D | The Employer's Representative may require the Contractor to dismiss any persons employed on the works whom he deems to be incompetent or to have misconducted themselves. |  | Item
47E | The Employer's Representative shall have power to direct the removal of all defective materials from the development. |  | Item
Decision of the Employer's Representative
47F | The decision of the Employer's Representative on all questions relating to the execution of the works, the meaning of the Drawings and Specification, the manner of the execution of the works or the quality of the materials, the nature, quality of the works executed or what amount was included in the Contract shall be final, conclusive and binding. |  | Item
Work Outside the Contract
47G | The Contractor should note that claims for additional works will not be entertained unless specifically requested in writing by the Employer's Representative. |  | Item
ON & OFF-SITE MANAGEMENT
| The Contractor will be required as one of the Conditions of Contract to appoint on a full time basis an experienced and competent Project Manager (FOREMAN), approved by the Employer's Representative, whose sole duties will be the management of the project on the Contractor's behalf. The person selected by the Contractor for this position will be a member of the Contractor's staff who has already had experience of acting in a similar capacity on a job of similar size and complexity to that of this particular development. |  | Noid1
| His duties will include the following: |  | Noid
| (a) The preparation and keeping up to date of a programme which will incorporate the activities of all those participating in the Contract, this programme to be continuously developed and amended as the list of Sub-Contractors grows and agreements on dates and times are made. |  | Noid
| (b) The organisation of formal site meetings which will be attended by the Employer's Representative, Consultants and any Sub-Contractor whose presence for the discussion of some particular aspect of the job would be desired. The Employer's Representative will be responsible for calling and chairing the formal site meetings and will keep and circulate the minutes. |  | Noid
| (c) The organisation of ad-hoc informal meetings attended by all or some of the main participants in the project. Such meetings may be called at the instigation / request of the Employer's Representative for the purpose of dealing with problems which may require immediate attention or are of too detailed a nature to be discussed at the site meetings. |  | Noid
| (d) Liaison between the Employer's Representative and sub-contractors |  | Noid
| The Contractor shall provide adequate supervisory staff on site and shall constantly supervise and direct the work and ensure good progress of the various trades and sub-contractors and in their proper sequence for the completion of the contract by the due date. The type and qualifications of this supervisory staff shall be approved before commencement of the work by the Employer's Representative who shall be empowered to make reasonable demands as to qualifications in accordance with the extent and complexity of the work. |  | Noidn
48A | ^^^^^^^^^^^^^^^^Set-up Costs |  | Item
49A | ^^^^^^^^^^^^^^^^Running Costs |  | Item
49B | Allow for all Off-Site Supervision Costs associated with the Works. |  | Item
Progress Photographs
49C | The Contractor shall keep a digital camera on site for the duration of the works, and shall photograph the general progress of the works taken from locations on or about the site, as directed by the Employers Representative (default quantity; 50 photographs at one month intervals). The Contractor shall hold digital records of all photographs on site for inspection by the Employers Representative and the Design Team as required. |  | Item
49D | The Contractor shall in addition submit to the Employers Representative, on a USP device or through a Drop Box portal (in "jpeg" format), up to 20 digital photographs of progress with the site works and drainage daily when the work is at full capacity. |  | Item
Quality Management
49E | The Contractor shall comply with the requirements of ISO 9000 in respect of Quality Assurance or demonstrate to the Employer's Representative his ability to ensure the quality of the construction works. |  | Item
Handing Over
49F | Allow for notifying the Employer's Representative in writing at least ten working days prior to the anticipated date that substantial completion is to be achieved. Allow for assisting the Architect / Engineer(s) in their final inspection(s) prior to hand over. |  | Item
Defect's Liability
49G | Allow for maintaining the works in perfect condition for 12 months after the issue of the Architect's Certificate of Substantial Completion in accordance with the Conditions of Contract. |  | Item
Overtime
50A | Allow for some or all of the works being carried out in unsocial working hours in order to comply with the programme and any other restraints. The Contractor shall allow here for any increase in rates of pay which he may incur as a result of such overtime or unsocial working hours. No claim will be allowed for as a consequence of the Contractor's failure to cost this item here. |  | Item
Work by Archaeologists
50B | The Tenderer's attention is drawn to the fact that the Council Archaeologist may inspect the site during the demolition and excavation stages of the works to ascertain if there are any items of an historical nature present. The Contractor shall allow here for giving adequate notice to this department and assisting with analysis by way of hand digging and the like to small areas as required. |  | Item
50C | The Contractor is to ensure that adequate care is taken to prevent any works being covered up prior to inspection. |  | Item
Discovery
50D | All fossils, coins, articles, structures and other remains or things discovered on the site of the works shall be the absolute property of the Employer and the Contractor shall take all precautions to prevent his workmen or any other persons from removing or damaging any such articles or things and shall immediately upon discovery thereof and before removal acquaint the Employer's Representative of such discovery and except insofar as is provided under his Contract for the removal and disposal of rubble, rubbish, demolished materials and the like shall carry out at the expense of the Employer the Employer's Representative's orders as to the disposal of same. |  | Item
Charts and Schedules
50E | The Contractor shall allow for preparing and copying to the Employer's Representative all necessary charts and schedules requested by the Employer's Representative to demonstrate the details and method of construction to be used. |  | Item
Site Meetings
51A | Allow for the costs associated with the holding and attending of bi-weekly site meetings in the Contractors on-site accommodation which shall be held and for which the Contractor shall be responsible for notifying all his sub-contractors to attend such meetings. Notes of the meetings will be taken and circulated to all parties by the Employer's Representative. The Contractor shall provide for all costs and expenses involved in holding such meetings. |  | Item
Access for Visitors
51B | The Contractor shall allow for giving access to the Employer and his representatives at all reasonable times and when all Health and Safety requirements have been considered. |  | Item
Maintenance Records
| Notwithstanding the following, the Contractor should note the specific maintenance records applying under BC(A)R '14 and Part L '17, as outlined within adjoining elements of this Pricing Document and as detailed within the Works Requirements. |  | noidn
| The Tenderer MUST take notice of the following items and ensure that he / she is unambiguous with regard to the format by which the overall Safety File is to be handed over upon completion of the works. Allowance should be made within the following items for submitting a sample presentation to the Employer's Representative for approval upon commencement of the works. |  | Noidn
51C | The Contractor shall give to the Employer's Representative at Substantial Completion stage, two copies of all manufacturer's, suppliers and sub-contractors (particularly Mech & Elect) maintenance instructions (O&M Manuals). |  | Item
51D | The Contractor shall include for preparing an audio visual recording of the handover presentations for the Client at Substantial Completion stage, with particular reference to the Mechanical and Electrical Installations. |  | Item
51E | The Contractor shall provide the Employer's Representative with two copies of drawings on completion showing the works as constructed, including locations of underground and mechanical and electrical services (As-Built Drawings). |  | Item
Contractor's Site Area
52A | The Contractor's attention is drawn to the fact that he must confine his operations to limited areas of the site as shown on the Architect's drawings. |  | Item
Trespass
52B | The contractor shall take reasonable precautions to prevent workmen, including those employed by sub-contractors from trespassing on adjoining property or any part of the overall site not connected with the works. |  | Item
Working Rule Agreement
52C | Allow for all payments in connection with obligations arising under the working rule agreement. |  | Item
Sub-Letting
52D | The Main Contractor must not assign this Contract or any share or interest therein without the written consent of the Employer, nor sub-let any portion of the Works without the approval of the Employer's Representative. Where consent is given, it shall not relieve the Contractor of his liability in respect of such work. This rule is to be strictly observed on this Contract. |  | Item
Registration of Employer's and Sub-Contractor's
52E | By law, employers in the construction industry must register with the Department of Social Welfare all employees whose employment commenced on or after the 1st January 1990. A Sub-Contractor is also legally bound to notify the Department of Social Welfare of any person engaged to perform any service either with him or on his behalf whether under a Contract or any other engagement made or to be made by him. |  | Item
Payment of Contractor's Personnel
52F | Strict compliance with the Contractual obligations regarding payment of contractors personnel must be adhered to at all times; please refer to the Contract Conditions Clause 5 for details of same. |  | Item
Construction Industry Federation
52G | The successful Contractor must be a member of the Construction Industry Federation Sick Pay / Pension Scheme and employees and sub-contractors engaged by the Contractor must also be members. |  | Item
Weeds
53A | Allow for preventing the growth of noxious weeds on the site during the Contract Period. Noxious weeds include thistle, dock, ragwort, common barberry and wild hop. |  | Item
Cleaning
| Allow for cleaning down as follows:- |  | Noid
53B | ^^1.^^^^^All debris, packing cases, excess materials, plant and materials are to be removed off the site entirely |  | Item
53C | ^^2.^^^^^All marks, scratches and minor defects are to be made good |  | Item
53D | ^^3.^^^^^Decoration to be finally inspected and touched up as required |  | Item
53E | ^^4.^^^^^All windows and glazed doors to be cleaned including paint, putty and grit and finally polished with a proprietary window cleaner |  | Item
53F | ^^5.^^^^^All fittings such as electrical and sanitary ware to be cleaned down completely |  | Item
53G | ^^6.^^^^^All hardwood exposed is to be polished |  | Item
53H | ^^7.^^^^^All floors are to be cleaned out completely |  | Item
53J | ^^8.^^^^^All tiled surfaces are to be cleaned of all grit washed as directed and polished to manufacturer's recommendations |  | Item
53K | ^^9.^^^^^All painted work is to be cleaned down and washed |  | Item
CLAIMS
53L | The Contractor shall take entire charge of the site from commencement of the works to completion of same, and shall be held responsible for and make good all injuries, damages and repairs occasioned or rendered necessary to same by causes over which the Contractor shall have control. He is to take all risks and hold the Client indemnified from any claims arising from injuries to persons, animals, etc., or for structural damage to property happening from any neglect, default, want of proper care or misconduct on the part of the Contractor, his agents or employment during the execution of the works. |  | Item
CONSENTS, FEES AND CHARGES
54A | The Contractor shall certify upon completion of the Works that all work carried out by him and his subcontractors is in compliance with the design and that any design work carried out by him is in compliance with the requirements of the Building Regulations. |  | Item
54B | All costs in connection with obtaining any consents, complying with notices and paying taxes, fees & charges, other than those that the Works Requirements state that the Employer is to obtain or pay for, are to be included here. These will include any Local Authority, Utility Provider or Statutory Undertaking associated with the items identified within "Volume A" attached. |  | Item
54C | Allow here for all customs and excise duties and import licence fees and all other duties payable under the Conditions of Contract. |  | Item
| Should a recognised and responsible officer of a Local Authority desire to see the premises, buildings or documents, the Contractor shall refer him to the Employer. |  | Noidn
Works within / adjacent to existing functioning school
54D | The Main Contractor shall be permitted to connect into existing utility services subject to each utility being metered individually and the metering system proposed being approved in writing by the Employer's Representative in consultation with the Building Services Engineer. The metering system, connections, etc proposed must also be in accordance with all current regulations, legislation and Health and Safety requirements. The meter reading for the appropriate utility should be jointly read, recorded and agreed by the Contractor and the School not later than 10 days before an application for payment by the Main Contractor. The amount due from the Contractor to the school (on presentation of an Invoice by the School) should be the number of units consumed in the billing period multiplied by the FULL cost per unit of the particular utility including VAT, to be paid within 30 days. If the Contractor fails to honour a valid invoice the Contract terms should permit the Employer's Representative to deduct the amount so due from any monies owed or which may become due to the Main Contractor. |  | Item
OTHER MATTERS
55A | The Contractor is to allow here for any other Preliminary related matters included in the Conditions of Contract or any of the Contract Documents which are not specially mentioned herein but for which the Contractor requires payment. |  | Item
[06] PHASING
Information generally
| 1. Please note that notwithstanding the provisions or ARM 5, all Phasing related costs are to be included within the following items and not within the "General Preliminary" section of this Pricing Document. |  | noidn
Phasing Work Zones
| Phasing work zones; the chosen contractor shall include for onsite phasing of works zones as proposed works will take place in active school property. All tendering contractor to include proposed phasing of works and methodology of construction program within the tender submissions and the chosen contractor will liaise and agree project masterplan and phasing with architect prior to commencement of proposed works. Refer to Architects drawings for proposed extent of phased work zones (draft). All work zones and phasing tbc prior to commencement on site. - no works shall take place outside the agreed zones of works without prior agreement with architect and client. As mentioned above heras fencing to be erected to separate active school areas from all work zones, temporary access roadway and site compound. |  | noidn
| Project phasing strategy to be included for proposed works with programme phasing / timing which will include access/ segregation/ noise/ access and compound areas. Proposed works are within active school property, Refer to Architects drawings for provisional phasing layout. Access to existing school building & phasing of works to existing building(s) to be agreed with client and architect for signed off and agreed prior to commencement of works. Measures to be put in place to ensure safety of all students, teachers & visitors at all times including strict traffic management, access to site compound and health / safety regimes. Date particulars to be set out in Articles of Agreement Contract with all parties involved. |  | noidn
Refer to Phasing Work Zones Drawings
| 2101-T006 Proposed Construction Phasing Site Plan 1 of 2 |  | item
| 2101-T007 Proposed Construction Phasing Site Plan 2 of 2 |  | item
[06] GENERAL HEALTH & SAFETY OBLIGATIONS
Information generally
| 1. Please note that notwithstanding the provisions or ARM 5, all General Health & Safety related costs are to be included within the following items and not within the "General Preliminary" section of this Pricing Document. |  | Noidn
| 2. Please note that the tenderer MUST price for each item within the following or his / her tender will be deemed invalid. |  | Noidn
SAFETY, HEALTH AND WELFARE AT WORK (CONSTRUCTION) REGULATIONS 2013 : (S.I. No. 291 of 2013)
| The Preliminary Safety and Health Plan is included as part of the Works Requirements documents. |  | Noidn
62A | The Contractor shall comply in all respects with the Safety and Welfare at Work Act 2010, and with any relevant Statutory Instruments or regulations issues thereunder. |  | Item
62B | The Contractor shall be deemed to have examined the Works Requirements, the site of the work and access thereto, and to have included in the tender figure for all additional work or costs required to allow him carry out the work in compliance with the provisions of the Regulations: Safety, Health & Welfare at Work (Construction) Regulations, 2013 : (S.I. No. 291 of 2013) |  | Item
62C | The Contractor shall comply in all respects with the Factories and Safety in Industry Acts and other Acts amending those acts and with any Statutory Instruments or Regulations issued thereunder. |  | Item
62D | The Contractor shall include for procuring the insurance cover required to be obtained and maintained by the Contractor as per the conditions of the main contract and shall provide indemnity in respect of any claim for bodily injury or property damage which the contractor may incur by reason of the performance of the functions and duties of the Project Supervisor for the Construction Stage of the Project. |  | Item
To be submitted with Tender Documentation
62E | The Contractor shall submit a Safety Statement and the documents listed below which shall identify hazards and risks arising during the course of the Works and specifying how it is intended to safeguard the safety, health and welfare of parties likely to be affected. |  | Item
63A | a) Completed Health and Safety Questionnaire and Declaration of Competence, included in Invitation to Tender (ITT) letter. |  | Item
63B | b) Statement of general company policy with regard to Safety, Health and Welfare at Work. This shall include a declaration signed by the Managing Director of the company. |  | Item
63C | c) Names of persons within the company responsible for Safety, Health and Welfare on the project to which the tender relates. |  | Item
To be submitted prior to Commencement of Work on Site
63D | Health and Safety Plan for the Project, which is to be revised and updated as the Work proceeds to take account of evolving hazards and risks. |  | Item
| The Contractor shall incorporate in his Health and Safety Plan measures to deal with any hazards identified in the Safety Statement, a copy of which shall be made available on request. |  | Noidn
| The Contractor shall comply in all respects with the requirements of current legislation and regulations with respect to his employees, specialists, domestic subcontractors, visitors and other third parties. |  | Noidn
| The safety documentation shall be updated during the course of the Works to include any further hazards which may arise. |  | Noidn
[06] PROJECT SUPERVISOR
Information generally
| 1. Please note that notwithstanding the provisions or ARM 5, all PSCS related costs are to be included within the following items and not within the "General Preliminary" section of this Pricing Document. |  | Noidn
| 2. Please note that the tenderer MUST price for each item within the following or his / her tender will be deemed invalid. |  | Noidn
SAFETY, HEALTH AND WELFARE AT WORK (CONSTRUCTION) REGULATIONS 2013 : (SI 291)
65A | The Contractor shall provide for all costs in connection with his appointment as Project Supervisor for the Construction Stage (PSCS) herein; including co-operating with the Project Supervisor Design Process in the preparation and hand-over to the Client of the Safety File upon Substantial Completion. |  | Item
| The Project Supervisor for the Design Process is Cormac Dooley of Dooley Cummins Engineers LTD. |  | Noidn
| The Project Supervisor for the Construction Stage (PSCS) shall be the Main Contractor appointed to carry out the Works. |  | Noidn
| The Contractor shall co-operate with the PSDP in the preparation of the Safety File and shall provide all relevant documentation, including all technical manuals, marked up 'as built' drawings and materials safety sheets. The Employer will be unable to take possession of the Works ('Substantial Completion' stage) unless he has received the information and documentation required to allow the Employer comply with his duties in respect of the safe operation of the premises under relevant statutory provisions. |  | Noidn
| The Contractor shall include for a competent person to act as and carry out the duties of Project Supervisor for the duration of the Construction stage as set out in the current Safety, Health and Welfare at work (Construction) Regulations. |  | Noidn
| The Contractor shall ensure that the Project Supervisor for the Construction Stage has the insurances required of the Project Supervisor for the Construction Stage under its appointment. |  | Noidn
| The notification of commencement of construction of the project to the HSA shall be the responsibility of the Project Supervisor for the Construction Stage - the Contractor. |  | Noidn
| The Project Supervisor (Construction Stage) is required to confirm in writing that they will be fully responsible for any temporary works design and construction and the completion of the entire safety file documentation for this project, notwithstanding any provisions relating to these issues under the current Safety, Health and Welfare Regulations. |  | Noidn
| The Project Supervisor (Construction Stage) is required to liaise with the Project Supervisor (Design Stage) with regards to any temporary works design and construction. |  | Noidn
| The tenderer shall, providing they are in a position to do so, complete the declaration of competence attached to the Invitation to Tender letter accompanying this set of documents. The person providing the expertise required of a Project Supervisor for the Construction Stage may be either an employee or a consultant retained for the specific purpose. The firm shall not assign the Collateral Agreement without the Employer's written consent. |  | Noidn
| Where a tenderer is not deemed competent by the Employer to act as Project Supervisor for the Construction Stage then the tender submitted by that party shall be passed over and deemed invalid. |  | Noidn
| In the event of the Employer deciding to enter into a contract for the execution of the Works, the successful firm shall enter into a contract (the 'Main Contract') using the Conditions of Contract as specified elsewhere. The firm shall also enter into a Collateral Agreement to the Main Contract for the provision of the service of Project Supervisor for the Construction Stage and the performance of the duties outlined in the above mentioned Regulations in consideration of the acceptance by the Employer of the tender, or any modification thereof. |  | Noidn
| The Form of Collateral Warranty / Agreement shall be the Model Form published by the Department of Finance. |  | Noidn
[06] BUILDING REGULATION COMPLIANCE
BUILDING CONTROL (AMENDMENT) REGULATIONS 2014 : (SI 09)
82A | The Contractor shall provide for all costs in connection with his Assignment as Builder under the Building Control (Amendment) Regulations 2014 : (S.I. 09) and the associated Code of Practice, as outlined herein; including co-ordinating with the Assigned Certifier in the implementation of the Site Inspection Plan (Please see attached Appendix A and Appendix B in this regard). |  | Item
| The Assigned Certifier for the Project is Mr. Liam McLoughlin of MCLA. |  | Noidn
| The Contractor shall demonstrate to the Building Owner that they possess the "competence" to execute this building project,n accordance with S.I.80 of 2013, including all amendments or alterations in force at the time of Assigning the "Builder". |  | Noidn
| The Contractor must be a "Registered" Builder or as a minimum, capable of fulfilling the requirements of registration as set out in S.I.80 of 2013 (or the Associated Code of Practice for Inspecting & Certifying Buildings and Works). |  | Noidn
| The Contractor shall accept assignment to build & supervise the building. |  | Noidn
| The Contractor shall familiarise themselves with the drawings, specifications and other documents lodged with the Commencement Notice. |  | Noidn
| The Contractor shall ensure a Competent Person is assigned to oversee the Construction. |  | Noidn
| The Contractor shall construct the works in accordance with the plans and specifications. |  | Noidn
| The Contractor, reliant on the plans and specifications, shall construct the works in accordance with the latest building regulations. |  | Noidn
| The Contractor shall co-operate with the design team in relation to adherence with the Building Control (Amendment) Regulations 2013; including the associated Code of Practice. |  | Noidn
| The Contractor shall co-operate with the Assigned Certifier and all other Certifiers in the implementation of the site inspection plan. |  | Noidn
| The Contractor shall ensure that the workmanship complies with the requirements of the Building Regulations. |  | Noidn
| The Contractor shall ensure that materials which they select and for which they are responsible comply with the requirements of the Building Regulations. |  | Noidn
| The Contractor must vet all Suppliers & / or Sub-Contractors in relation to their ability to demonstrate "competence" in their specific area of expertise; in accordance with the new Building Control (Amendment) Regulations and associated Code of Practice. |  | Noidn
| The Contractor shall ensure that any design carried out by them or their sub-contractors is certified and submitted. |  | Noidn
| The Contractor must also specifically co-ordinate the collection of all Ancillary Certificates of Compliance from suppliers &/or sub-Contractors and the subsequent submission of same to the Assigned Certifier throughout the works. |  | Noidn
| The Contractor shall allow for carrying out the following NON-EXHAUSTIVE list of tests / surveys as deemed necessary by the Assigned Certifier or other designated inspectors or certifiers providing Ancillary Certificates and must also ensure the co-ordination and provision of all test certificates and confirmations as NON-EXHAUSTIVELY outlined herein; |  | Noidn
General Tests (during the works)
83A | ^^^Preliminary BER survey & report; to be carried out by specialist firm, prior to commencement of works |  | Item
83B | ^^^Asbestos survey & report; to be carried out by specialist firm, prior to commencement of works |  | Item
83C | ^^^Ground bearing capacity test; to be carried out by specialist firm, prior to commencement of works (to proposed vehicular yard surface areas only) |  | Item
| A Radon Protection system is being installed in accordance with the latest Building Regulations and this has been measured within the appropriate section of this Pricing Document. However, testing (before & after the works) must be performed to ensure that the level of indoor radon activity falls within the parameters specified by the Radiological Protection Institute of Ireland. |  | noidn
83D | ^^^On-site radon level test; to be carried out by specialist firm, prior to commencement of works; to include setting radon gas detectors, collecting the radon gas detectors & delivering them to the specified testing laboratory and issuing the associated report to the Employer's Representative |  | Item
84A | ^^^Radon Membrance Integrity testing; to be carried out by specialist firm, immediately following radon membrane installation; in accordance with "CIRIA C735:2014 Good practice on the testing and verification of protection systems for buildings against hazardous ground gases"; to include issuing the associated report to the Employer's Representative; depending on the results, remedial work may be necessary to rectify the installation and ultimately demonstrate compliance. |  | Item
84B | ^^^Geometrical testing of Hardcore Material; in accordance with I.S. EN 933-1, category 0/31,5 of Table E.2 for Grading (Crushed Rock); all as per S.R.21: Guidance on the use of I.S. EN 13242:2002 + A1 : 2016 - Aggregates for unbound and hydraulically bound materials for use in civil engineering work and road construction |  | Item
84C | ^^^Geometrical testing of Hardcore Material; in accordance with I.S. EN 933-1, category 0/40 of Table E.2 for Grading (Gravel); all as per S.R.21: Guidance on the use of I.S. EN 13242:2002 + A1 : 2016 - Aggregates for unbound and hydraulically bound materials for use in civil engineering work and road construction |  | Item
84D | ^^^Geometrical testing of Hardcore Material; in accordance with I.S. EN 933-1, category f7 for determining Fines Content; all as per S.R.21: Guidance on the use of I.S. EN 13242:2002 + A1 : 2016 - Aggregates for unbound and hydraulically bound materials for use in civil engineering work and road construction |  | Item
84E | ^^^Geometrical testing of Hardcore Material; in accordance with I.S. EN 933-1, category 0/125 of Table E.3 for Grading (Crushed Rock or Gravel); all as per S.R.21: Guidance on the use of I.S. EN 13242:2002 + A1 : 2016 - Aggregates for unbound and hydraulically bound materials for use in civil engineering work and road construction |  | Item
84F | ^^^Geometrical testing of Hardcore Material; in accordance with I.S. EN 933-1, category f9 for determining Fines Content; all as per S.R.21: Guidance on the use of I.S. EN 13242:2002 + A1 : 2016 - Aggregates for unbound and hydraulically bound materials for use in civil engineering work and road construction |  | Item
84G | ^^^Geometrical testing of Hardcore Matterial; in accordance with I.S. EN 933-5, category C50/10 for determining % Crushed or Broken Particles (Gravel only); all as per S.R.21: Guidance on the use of I.S. EN 13242:2002 + A1 : 2016 - Aggregates for unbound and hydraulically bound materials for use in civil engineering work and road construction |  | Item
85A | ^^^Physical testing of Hardcore Material; in accordance with I.S. EN 1097-2, category LA30 for Los Angeles Coefficient; all as per S.R.21: Guidance on the use of I.S. EN 13242:2002 + A1 : 2016 - Aggregates for unbound and hydraulically bound materials for use in civil engineering work and road construction |  | Item
85B | ^^^Durability testing of Hardcore Material; in accordance with I.S. EN 1097-6, Clause 8, category WA242 for Water Absorption; all as per S.R.21: Guidance on the use of I.S. EN 13242:2002 + A1 : 2016 - Aggregates for unbound and hydraulically bound materials for use in civil engineering work and road construction |  | Item
85C | ^^^Durability testing of Hardcore Material; in accordance with I.S. EN 1367-2, category MS25 for Magnesium Sulfate Soundness; all as per S.R.21: Guidance on the use of I.S. EN 13242:2002 + A1 : 2016 - Aggregates for unbound and hydraulically bound materials for use in civil engineering work and road construction |  | Item
85D | ^^^Chemical testing of Hardcore Material; in accordance with I.S. EN 1744-1, category ASO,2 for Acid Soluble Sulfate; all as per S.R.21: Guidance on the use of I.S. EN 13242:2002 + A1 : 2016 - Aggregates for unbound and hydraulically bound materials for use in civil engineering work and road construction |  | Item
85E | ^^^Chemical testing of Hardcore Material; in accordance with I.S. EN 1744-1, category E.2.4.4, (SR 21) for Total Sulfur; all as per S.R.21: Guidance on the use of I.S. EN 13242:2002 + A1 : 2016 - Aggregates for unbound and hydraulically bound materials for use in civil engineering work and road construction |  | Item
85F | ^^^Geological testing of Hardcore Material; in accordance with I.S. EN 932-3 and E.2.4.3, (SR 21) , category E.2.4.3, (SR 21) for Geogolical Examination; all as per S.R.21: Guidance on the use of I.S. EN 13242:2002 + A1 : 2016 - Aggregates for unbound and hydraulically bound materials for use in civil engineering work and road construction |  | Item
85G | ^^^Geological testing of Hardcore Material; in accordance with E.2.4.5, (SR 21) , category E.2.4.5, (SR 21) for Petrographic Assessment (Thin Section); all as per S.R.21: Guidance on the use of I.S. EN 13242:2002 + A1 : 2016 - Aggregates for unbound and hydraulically bound materials for use in civil engineering work and road construction |  | Item
86A | ^^^Compaction testing of hardcore filling; to be carried out by specialist firm, prior to laying of tarmac (to proposed carpark areas only) |  | Item
| Please note that (1) number complete concrete block needs to be selected from the stock on site and delivered to the laboratory for the following testing; |  | noidn
86B | ^^^Chemical testing of Concrete Block; in accordance with TRL 447 testing standard for Water Soluble Sulfate |  | Item
86C | ^^^Chemical testing of Concrete Block; in accordance with TRL 447 testing standard for Acid Soluble Sulfate |  | Item
86D | ^^^Chemical testing of Concrete Block; in accordance with TRL 447 testing standard for Total Sulfur |  | Item
86E | ^^^RICS Stage 1 testing of Concrete Block; to establish soundness and evaluate aggregate type & if visible sulphides are present |  | Item
| Please note that (6) number complete concrete blocks need to be selected from the stock on site and delivered to the laboratory for the following testing; |  | noidn
86F | ^^^Compression testing of Concrete Block; air dried, capped & tested (for 14 days), in accordance with I.S. EN 7720-1, for Compressive Strength |  | Item
| The following tests will be carried out as agreed with the project Engineer prior to commencement of the works; |  | noidn
86G | ^^^Concrete cube test(s); in accordance with the Engineer's requirements |  | Item
General Tests & Reports (upon completion)
| A Radon Protection system is being installed in accordance with the latest Building Regulations and this has been measured within the appropriate section of this Pricing Document. However, testing (before & after the works) must be performed to ensure that the level of indoor radon activity falls within the parameters specified by the Radiological Protection Institute of Ireland. |  | noidn
87A | ^^^On-site radon level testing following installation of radon membrane (only if radon detected during pre commencement test); to be carried out by specialist firm, approximately 3 months after the building is occupied; to include setting radon gas detectors, collecting the radon gas detectors & delivering them to the specified testing laboratory and issuing the associated report to the Employer's Representative; depending on the results, a subsequent visit may be necessary to activate the radon protection installation |  | Item
87B | ^^^Air-tightness test(s) in accordance with appended Guidance Documents; upon completion of the works (to demonstrate compliance with the criteria) |  | Item
87C | ^^^Acoustic survey [Sound Reverberation] & report in accordance with appended Guidance Documents; upon completion of the works (to demonstrate compliance with the criteria) |  | Item
87D | ^^^Air-monitoring & reporting during removal of Asbestos containing materials (only if Asbestos detected during pre commencement test) |  | Item
87E | ^^^Carbon Monoxide testing of constructed building upon completion |  | Item
87F | ^^^Mechanical tests (as outlined in attached appendix 1 of "BC(A)R '14 Schedule of Tests & Certificates") |  | Item
87G | ^^^Electrical tests (as outlined in attached appendix 2 of "BC(A)R '14 Schedule of Tests & Certificates") |  | Item
87H | ^^^Final BER survey & report upon completion of works |  | Item
87J | ^^^Drainage Inspection (full CCTV survey of existing and new Foul & Surface drainage upon completion, including report on same) |  | Item
General Certificates (during the works)
87K | ^^^Certificate of Performance to be provided by Contractor for all materials / products |  | Item
87L | ^^^All propriety products to be CE marked and comply with the specification |  | Item
87M | ^^^All steel to be CE marked and comply with the specification |  | Item
87N | ^^^Manufacturer's or supplier's Certificates of Compliance with standards for imported material / aggregates |  | Item
88A | ^^^Notwithstanding Certificate of Conformity, specific clarity on compliance with Pyrite standards should be provided |  | Item
88B | ^^^Contractor shall provide certificates for all prefabricated members (roof trusses, concrete slabs, manhole rings, etc.) |  | Item
88C | ^^^All drainage pipes fittings and accessories to have DOP and CE marking in accordance with the work requirements |  | Item
Commissioning Tests / Certificates (upon completion)
88D | ^^^Fire Alarm |  | Item
88E | ^^^Emergency Lighting |  | Item
88F | ^^^Gas Detection |  | Item
88G | ^^^Gas boiler installation |  | Item
88H | ^^^All other (as per attached Mechanical Installation list in Appendix 1 of "BC(A)R '14 Schedule of Tests & Certificates") |  | Item
88J | ^^^All other (as per attached Electrical Installation list in Appendix 2 of "BC(A)R '14 Schedule of Tests & Certificates") |  | Item
Waste Removal Certificates
88K | ^^^Waste Disposal Certificate (general) |  | Item
88L | ^^^Asbestos Disposal Certificate |  | Item
88M | ^^^Waste Haulage License |  | Item
Any Other Items
88N | The Contractor should include here for all other Surveys, Tests or Certificates as outlined in "BC(A)R '14 Schedule of Tests & Certificates" but not specifically mentioned within this section. Details should be included within the tender submission for such items. |  | Item
88P | The Contractor should allow here for any other Surveys, Tests or Certificates he may wish to include a cost for which do not appear elsewhere within the tender documents but which the Contractor feels are applicable in this instance. Details should be included within the tender submission for such items. |  | Item
| As an on-going control measure, the receipt of all pertinent Test Certificates, Warranties, etc., in relation to a completed item of work will be a pre-requisite to the issuing of the associated payment Certificate pertaining to that specific item of work. |  | Noidn
| The Contractor shall provide to the Assigned Certifier, such documents for which they are responsible, as may assist the Assigned Certifier to collate particulars for the purposes of handover and certification, and/or for further submissions to the Building Control Authority. |  | Noidn
| The Contractor shall make all pertinent information & documentation available in electronic means, in a format suitable for immediate uploading onto the Public Register Portal. |  | Noidn
| The Contractor shall Sign the Certificate of Compliance upon completion. |  | Noidn
| The building will not achieve "substantial completion" in a contractual context until the Completion Certificate is uploaded onto the Public Register and so the onus is on the Contractor to ensure that any relevant design / works carried out by them or their sub-contractors is certified & submitted in a timely fashion. |  | Noidn
| The Contractor shall make arrangements to ensure that records relating to building control are retained for a minimum of 6 years. |  | Noidn
| The Contractor shall make arrangements for the transfer of all pertinent records into safe keeping in event of any holder of records ceasing to trade. |  | Noidn
[06] nZEB COMPLIANCE
Technical Guidance Document Part L of the Building Regulations 2017 (nZEB) [non-dwellings]
nZEB COMPLIANCE STRATEGY:
| The Contractor shall refer to the nZEB COMPLIANCE GUIDANCE which outlines specifically the requirements in order to comply with Part L (nZEB), including the series of tests and certifications required to prove Part L (nZEB) compliance. |  | noidn
| It also critically outlines the tests and certifications required in the event of an alternative system or product being proposed by the Contractor. The Contractor shall note that a period of time needs to be built into the contract duration to provide for this situation. |  | noidn
| Design compliance requires the deployment of multiple energy and moisture assessments of the building fabric and so any changes to the specification may negatively impact upon such assessment and the associated compliance. Any change, even considered minor in nature, could alter the nature of these assessments and therefore, may require re-assessment to verify compliance. Indeed, any changes undertaken without approval of the design team may necessitate remedial intervention, if found to be in breach of the design and carried out without assessment and the associated approvals. |  | noidn
Examinations before Tendering
91A | The Contractor shall be deemed to have, before tendering, made a thorough examination of the nZEB Compliance Guidance requirements. |  | Item
Tests
91B | In particular the Contractor shall ensure that he has allowed in the preliminaries section for all tests associated with achieving the Part L (nZEB) requirement as outliined in the nZEB Compliance Guidance. |  | Item
91C | Part L requires that air pressure testing shall be carried out by a competent person certified by an independent third party. A test report should contain all the information required under section 7 of I.S. EN ISO 9972: 2015. |  | Item
Samples panels / mock-ups
91D | The Contractor shall construct sample panels / mock-ups on site for inspection by the pertinent Design Team representatives (disciplines) in accordance with pre-agreed specialist scopes. |  | Item
CERTIFICATE OF UNDERTAKING
92A | The Contractor shall sign a Part L Certificate of Undertaking prior to commencing each work stage, thus ensuring that the works are undertaken in line with the specification, drawings, details and workmanship requirements to ensure compliance with Part L of the Building Regulations. |  | Item
LIAISING WITH SUB-CONTRACTORS
92B | All trades and sub-contractors MUST be made aware of the pertinent Part L specification and details, and the importance of their integrity, quality, and continuity, etc. Any defects, damage, removal, etc., must be reported to site management and made-good before any further works or closing up progresses. |  | Item
QUALITY CONTROL RESOURCES
92C | The Contractor shall provide the Quality Control resources, systems and training to ensure that selected subcontractors have the necessary quality control systems and resources in place, including detailed measures to describe how they validate compliance with the nZEB performance requirements and how this is fully co-ordinated with the Contractor quality system for ensuring compliance with Part L of the Building Regulations. |  | Item
TECHNICAL SUBMISSION OF PROPOSED PRODUCTS
92D | Timescales: All proposals affecting the nZEB performance requirements, must be proposed 12 weeks prior to commencement of the works, as described in the nZEB compliance guidance, for the external fabric including walls , roofs, and windows - after these dates no further substitutions will be accepted for review and it will be assumed that the original specifications will be adopted. |  | Item
92E | In this regard the contractor should allow a minimum of ten working days for initial submission and comment on drawings and a further ten working days from when revised drawings are resubmitted where required. The Contractor shall programme the works to comply with this requirement, clearly indicating, shop drawing, approval and fabrication / delivery stage timelines within the programme. |  | Item
DOCUMENTS PROVIDED BY CONTRACTOR / SUBCONTRACTORS / SUPPLIERS; SUBMISSION OF INFORMATION (SUBMITTALS)
93A | Provide the detailed design and / or complete the design of products and executions in accordance with the specification, specifically showing in detail the nZEB compliance process, including co-ordinating compliance data and checking data in detail for compliance prior to submittal. |  | Item
MANAGEMENT OF THE WORKS
93B | The Contractor shall specifically produce Method Statements for specific items of work; compiled by a competent person in that field, and present to the pertinent Design Team member for approval, prior to commencement of that portion of the works. Such specific items of work shall be constantly re-evaluated and agreed between the DT & the Contractor throughout the execution of the works |  | Item
93C | The Method Statement and nZEB performance requirements should confirm the Contractor's management system for ensuring compliance with the Building Regulations |  | Item
| It should also describe how the Contractor is directly supervising the work to ensure compliance. This should include named individuals who are responsible for the compliance of their respective element of the work. The purpose of this requirement is to ensure that a culture of nZEB compliance is clearly demonstrated across the full Construction team from the selection of the sub-contractor to site tool box briefings on compliance, etc |  | noidn
93D | The Contractor shall allow for performing co-ordinator and supervisory roles in relation to Part L (nZEB), allowing for all associated costs. |  | Item
QUALITY STANDARDS / CONTROL COMPLIANCE
| List of measures / checklists / tests being used by the Contractor to ensure compliance with nZEB performance requirement. |  | noidn
| Actions taken to close out non -compliances that occur, and prevent their re-occurrence |  | noidn
| Properties tested. |  | noidn
| Pass / fail criteria. |  | noidn
| Test methods and procedures. |  | noidn
| Identity of testing agency. |  | noidn
| Test dates and times. |  | noidn
| Identities of witnesses. |  | noidn
| Analysis of results. |  | noidn
CONTRACTOR'S PROGRESS REPORT
94A | Submit a progress report at least two working days before the site meeting. Notwithstanding the Contractor's obligations under the nZEB Compliance Guidance document generally, the Contractor shall compile a Work Stage report (as per the sample report appended), in relation to all work elements / stages outlined in the preliminary Part L Inspection Plan |  | Item
94B | In addition to last the Contractor shall compile a brief report outlining the active supervisory measures that have been taken since the last meeting in order to ensure compliance with the nZEB performance required. |  | Item
CONTRACTOR'S RECORDS (SUBMITTALS)
94C | Detailed Photographs in relation to each Robust (thermal bridge) Construction Detail being constructed are to be transferred to a designated drop-box link in real time, as the works progresses. In other words, daily progress photographs are required throughout the construction of the specific Robust Details pertaining to the project. |  | Item
94D | The Contractor shall submit all relevant data and record sheets in accordance with Part L compliance at each work stage, it being a pre-requisite to payment processing in association therewith. These are to include test certificates, manufacturer |  | Item
94E | The Contractor shall ensure that all Part L quality control documents and supporting evidence is available within the Part L compliance file and presented to the Design Team for review at Site Meetings and Scheduled Inspections. |  | Item
COMMISSIONING
94F | The Contractor shall produce a commissioning plan and programme based on BSRIA job book A and BG1/2009 provisions, both of which provide detailed commissioning guidance. |  | Item
CERTIFICATE OF COMPLIANCE UPON COMPLETION
95A | The Contractor shall sign a Part L Certificate of Compliance upon completion of each work stage, confirming that they've constructed as planned and in accordance with Part L requirements, this being a pre-requisite to payment processing in association therewith. |  | Item
CONTRACTOR'S FINAL REPORTING
95B | Validation of nZEB performance required upon completion. The Contractor shall incorporate a summary of all stage reports throughout the works, as well as an executive report on Part L compliance for the project. |  | Item
95C | Upon completion of the works, the Contractor, shall present the Employers Representative with 2 hard-copy folders of the aforementioned electronic file, with and including all relevant data validating compliance of the completed project with Part L of the Building Regulations. |  | Item
nZEB ENERGY COMPLIANCE CERTIFICATE
| Assessment: iSBEM Undertaken by a person registered with SEAI. Submit registration details and evidence of qualifications when requested. |  | noidn
| Building Type: Primary School Extension. nZEB. |  | noidn
| Certificate: To be included within Building Manual. |  | noidn
| Submit: Before the date for completion stated in the contract. |  | noidn
COMPLIANCE GUIDANCE & AGREEMENT
95D | The Contractor must include here for all costs associated with fulfilling the requirements of the above-referenced document, not measured elsewhere. |  | Item
nZEB COMPLIANCE GENERALLY (not covered elsewhere)
95E | The Contractor must include here for all costs associated with compliance with the aforementioned nZEB documentation and certification, etc., not measured elsewhere. |  | Item
[06] BOND SECTION
Contractor's Performance Bond
| A performance bond is required. Provide for paying premium required by an approved Insurance Company, Bank or other appropriate Body for a Surety Bond of 12.5% of the amount of the tender. The amount of the performance bond shall be 12.5% of the initial contract sum up to certification of Substantial Completion of the Works, and 6.25% of the initial Contract Sum for the subsequent period stated in the form of in the works requirements. The Bond shall expire 450 days after the date of Substantial Completion of the Works as certified by the Employers Representative appointed under the Contract. The amount provided will not be subject to any adjustment; and this amount or the amount of the premium whichever is the lesser shall be included in the first payment on account after the Bond has been executed. |  | noidn
| A Contractor that proposes a bond issued by foreign financial institution must ensure that it contains a provision that ensures that it is subject to the exclusive jurisdiction of the Irish Courts. The sole law governing of the bond will be Irish Law. The contractor will not be allowed to commence on site until the original Bond, signed and sealed by both Surety and Contractor is produced. A copy, or a scanned copy or a letter will not be accepted. |  | noidn
| The Institution providing a bond must, if it is an insurance company, be authorised by the Financial Regulator to write guarantee business in Ireland or passported into Ireland. |  | noidn
| The form of performance bond shall be as per the current model form for Public Works Construction Contracts, as issued by the Office of Public Procurement on behalf of the Department of Public Expenditure & Reform. |  | noidn
219A | The Contractor must include here for all costs associated with obtaining the aforementioned Performance Bond |  | Item
******EXTENSION******
BUILDING SUBSTRUCTURE
(19) SUBSTRUCTURES
NOTES
| Wherever products are specified by proprietary name and the phrase “or equivalent” is not included, it is to be deemed included |  | noidn
| The Tenderer's attention is drawn to the "Works Requirements within Volume A" attached, from which this element has been prepared |  | noidn
| For detailed description of workmanship see Architect's & Engineer's Drawings / Specification |  | noidn
101A | Contractor to provide Temporary Works Design for the support of existing foundation adjacent to leanmix foundations |  | Item
Information generally
| 1. The work measured hereunder, refers to all works up to and including the ground floor slab associated with the extension. These works will largely be carried out adjacent to a live environment and all necessary precautions should be taken to ensure the safety of the adjacent building occupants. The Contractor MUST include herein for all costs associated with such precautions. |  | noidn
| 2. It is imperative that all tendering Contractors carry out an extensive and detailed site visit to familiarize themselves with the conditions and restrictions that all elements of the demolition, alteration and new work will be carried out in accordance with; Contractor to include in his / her rates herein for the nature of the site. |  | noidn
| 3. The Contractor should note limitations on working hours identified in the Preliminaries Section of this Pricing Document |  | noidn
EXCAVATION AND EARTHWORK
EXCAVATION
Excavation
Excavating trenches to receive foundations; starting from reduced level
46B | ^^^^not exceeding 2.00m deep |  | m3
Excavating isolated pits to receive foundations; starting from reduced level
46B | ^^^^not exceeding 2.00m deep |  | m3
Disposal
46C | ^^^^surface water; keep the surface of the site free of surface water |  | Item
46D | ^^^^ground water; keeping the excavations free of ground water |  | Item
Excavated material
47A | ^^^^off site |  | m3
Hardcore Clause 804 blinded broken limestone filling in accordance with Engineers Specification SR 21: Annexure E; depositing and compacting in layers maximum 225mm thickness
Filling; to excavations
47B | ^^^^average thickness exceeding 250mm |  | m3
Filling; to make up levels
47C | ^^^^T0 Struc' average thickness not exceeding 250mm |  | m3
S21 Annex E stone granular fill (hardcore) material is an all-in graded aggregate (0-32 mm) or gravel (0/40 mm) to facilitate placing and compatibility; depositing and compacting in layers maximum 225mm thickness
Filling; to make up levels
47C | ^^^^average thickness exceeding 250mm |  | m3
Surfaces treatments; blinding filling
47D | ^^^^50mm thick fine sand blinding |  | m2
CONCRETE WORK
IN-SITU CONCRETE
Unreinforced in-situ lean mix concrete; Grade C20/25; in accordance with Engineers Specification
Lean Mix
47E | ^^^^foundations |  | m3
Reinforced in-situ concrete; Grade C30/37; vibrated; in accordance with Engineers Specification
Bed
47F | ^^^^not exceeding 150mm |  | m3
Foundations
47H | ^^^^reinforced, poured against blinding layer |  | m3
Isolated foundations
47H | ^^^^reinforced, poured against blinding layer |  | m3
FORMWORK
Formwork generally; Type A plain non-fair faced finish
Sides of foundations
48A | ^^^^exceeding 250mm but not exceeding 500mm high |  | m
REINFORCEMENT
Reinforcement fabric mesh to B.S. 4483; reference A393, weighing 6.16kg/m2; no allowance in measurement for laps
Fabric
48B | ^^^^horizontal; foundations |  | m2
Reinforcement fabric mesh to B.S. 4483; reference A252, weighing 3.95kg/m2; no allowance in measurement for laps
Fabric
48C | ^^^^horizontal; structural slab |  | m2
SUNDRIES
Design joints
48D | ^^^^saw cut movement joint in concrete; including mastic sealant or equal and approved sealant |  | m
48D | ^^^^isolation joint in concrete; including mastic sealant or equal and approved sealant |  | m
Surface finishes
48E | ^^^^powerfloating |  | m2
BRICKWORK AND BLOCKWORK
BRICKWORK/BLOCKWORK
Solid Concrete Blocks; I.S. 20; compressive strength 13N/mm2; to be used with interlaced coursing providing solid blockwork to minimum overall thickness; masonry mortar type I:0.5:4/4.4 (cement: lime: sand); recessed pointing; as Engineers specification
Walls in trenches
| ^^^^100mm wide |  | m2
49D | ^^^^215mm thick |  | m2
49F | ^^^^465mm thick |  | m2
Labours
49G | ^^^^on blockwork |  | Item
Bonding to other work
49H | ^^^^tying new rising walls to existing |  | m
Roadstone Therma Block; blocks at all floor / rising wall junctions to improve thermal bridge detailing; refer to Architects foundation detail
Walls in trenches
49D | ^^^^215mm thick |  | m2
ANCILLARIES TO BRICKWORK/BLOCKWORK
Damp proof courses; "Hyload" B.S. 7431 black polythene 2000 gauge; 150mm laps; welded in accordance with manufacturers instructions bedding in cement and sand mortar (1:3); no allowance in measurement for laps
Damp proof courses
50A | ^^^^not exceeding 225mm wide; horizontal |  | m
50B | ^^^^width exceeding 225mm wide; horizontal |  | m2
Ventilation gratings; Galvanized Mild Steel; complete with all accessories and fixings; louvered pattern; building into prepared openings
50C | ^^^^225 x 225mm; pointing with mortar one side |  | nr
ROOFING, CLADDING AND WATERPROOFING
MASTIC ASPHALT AND WATERPROOF NON-METAL FLEXIBLE SHEET COVERINGS
"RMB Monarflex" RMB 400 or equal and approved radon barrier Irish Agrement Board Certificate No. 98/0075 - 3rd print: 1999-11-05; laid strictly in accordance with the manufacturers instructions on 50mm sand blinding layer; no allowance for laps; tape the radon barrier to the walls and at joints with radon tape in accordance with good practice and homebond house building manual
Damp proofing
50D | ^^^^not exceeding 225mm wide; vertical |  | m
50E | ^^^^exceeding 225mm wide; horizontal |  | m2
Collars around pipes, standards and the like; depth of collar to manufacturers recommendations
50F | ^^^^PVC drainage pipework; 150mm nominal diameter |  | nr
DRAINAGE
BELOW GROUND
Excavating trenches to receive pipes; not exceeding 250mm nominal size; grading bottoms; earthwork support; disposing of surplus excavated material by removing off site
Excavating; starting from reduced level; filling in above 400mm thick bed and cover with Type B clause 804 in accordance with Engineer's specification
51C | ^^^^average depth not exceeding 0.50m |  | m
Selected granular material in accordance with Engineer's specification
Beds and surrounds
51D | ^^^^400mm wide x 400mm thick bed and surround; to 110mm pipe |  | m
Vertical casings
51E | ^^^^500mm wide x 500mm thick at blanked radon outlet |  | m
uPVC pipes; I.S. 424; air tight welded joints in the running length
110mm pipework; in trenches
52A | ^^^^laid in position horizontal |  | m
52B | ^^^^laid in position vertical |  | m
Extra over pipes on which they occur for
52C | ^^^^pipe capping |  | nr
Monarflex Easi Sump sump complete; including all base supports as required; back fill all around with clean broken stone to Engineer`s specification; including all excavation and disposal off site
Radon sump
52D | ^^^^internal size 400 x 400 x 500mm deep; one 110mm diameter opening |  | nr
Testing and commissioning
Testing
52E | ^^^^testing the radon drainage system to the Architects satisfaction as the work proceeds and on completion |  | item
BUILDING STRUCTURE
(21) EXTERNAL WALLS
NOTES
| Wherever products are specified by proprietary name and the phrase “or equivalent” is not included, it is to be deemed included |  | noidn
| The Tenderer's attention is drawn to the "Works Requirements within Volume A" attached, from which this element has been prepared |  | noidn
| For detailed description of workmanship see Architect's & Engineer's Drawings / Specification |  | noidn
Information generally
| 1. The work measured hereunder refers to the external wall scope associated with the new extension. These works will largely be carried out adjacent to a live environment and all necessary precautions should be taken to ensure the safety of the adjacent building occupants. The Contractor MUST include herein for all costs associated with such precautions. |  | noidn
| 2. The Contractor should note limitations on working hours identified in Preliminaries Section of this Pricing Document. |  | noidn
CONCRETE WORK
PRECAST CONCRETE
Precast Concrete padstone; 'Killeshal' or equivalent 40N padstones; bedded in gauged mortar
Padstones
| ^^^^size 450 x 225 x 225mm |  | nr
Precast concrete cills (100mm face depth to suit wall make-up, extends 100mm horizontally both sides of window jamb) to all proposed windows wrapped with DPC, have 25mm vertical insulation to rear and have concrete backfill/ soap bar; bedded in gauged mortar
Window Cills
| ^^^^100mm face x 135mm back x 350mm deep |  | m
Precast concrete lintel: 'Killeshal' or equivalent prestressed standard or stock pattern units; B.S. 1239: plain rectangular section; bedding in gauged mortar; minimum bearing 200mm both sides; all in accordance with Engineer's specification
Lintels
55A | ^^^^size 215 x 300mm |  | m
55A | ^^^^size 215 x 215mm |  | m
55A | ^^^^size 215 x 440mm |  | m
BRICKWORK AND BLOCKWORK
BRICKWORK/BLOCKWORK
102.5mm selected blue brick external leaf in stretcher bond to underside of all ground floor windows; masonry mortar type I:0.5:4/4.4 (cement: lime: sand); recessed pointing; as Engineers specification
Walls
55F | ^^^^102.5mm thick |  | m2
Solid Concrete Blocks; I.S. 325 & 20; compressive strength 10N/mm2; to be used with interlaced coursing providing solid blockwork to minimum overall thickness; masonry mortar type I:0.5:4/4.4 (cement: lime: sand); recessed pointing; as Engineers specification
Walls
55F | ^^^^100mm thick |  | m2
55F | ^^^^215mm thick |  | m2
Extra over Solid Concrete Blocks
55G | ^^^^reveals; Mannok or equivalent solid thermal blocks cavity closer blocks with nib returned across cavity; 30 minute minimum fire resistance |  | m
Bonding to other work
56A | ^^^^^^expamet stainless steel wall starter; plugging; building into 100mm blockwork at 225mm centres; into existing school |  | m
56A | ^^^^^^expamet stainless steel wall starter; plugging; building into 215mm blockwork at 225mm centres; into existing school |  | m
Mannok or equivalent solid thermal blocks; refer to Specification to be read alongside manufacturers guidance; as Engineers specification
Walls
74E | ^^^^215mm thick |  | m2
ANCILLARIES TO BRICKWORK / BLOCKWORK
Ancon RT2 ties at 450mm centres maximum horizontal and vertical centres, plus additional ties around opening and joints as per Engineers specification and BBA Certification or equal approved; all as per Engineer's Specification
Forming cavities
56B | ^^^^150mm wide; between new walls |  | m2
Closing cavities; Proprietary cavity closer insulation shall be Unlin close-R (FR) or euivalent; Contractor to close all cavities at wall plate (eaves) and verge Safe-R Close-R or equivalent 150mm (Product Code- XTCLSR1200150) rigid Phenolic core between low emissivity foil facings; to be installed in accordance with instructions issued by Manufacturer.
Closing cavities; top of walls
56C | ^^^^150 x 25mm Xtratherm proprietary Cavity Closer |  | m
Closing cavities; full fill cavity wall cavity closer insulation to all window / door openings shall be 100mm depth Unilin Close-R (FR) or equivalent; the Fire Rated cavity closer insulation shall be Unilin Close-R (FR) or equivalent manufactured by Dacatie, comprising a Rigid PVC-U Outer Profile with encapsulated mineral wool; to be installed in accordance with instructions issued by Manufacturer.
Closing cavities; jambs
56D | ^^^^150 x 25mm Xtratherm proprietary Cavity Closer |  | m
Closing cavities; heads
56E | ^^^^150 x 25mm Xtratherm proprietary Cavity Closer |  | m
Built-in full fill cavity wall insulation shall be Unilin Thin-R CavityTherm CT/PIR or equivalent manufactured to EN 13165 by Unilin or equivalent, including corner boards and ancillary detail components, comprising a rigid Polyisocyanurate (PIR) core between low emissivity foil facings with engineered HIPS outer skin; 150mm CT/PIR or equivalent with a Agrement declared Lambda value of 0.021 W/mK to achieve a U value of 0.13W/m2K for the wall element; to be installed in accordance with instructions issued by Unilin or equivalent.
Insulation
56F | ^^^^110mm thick; between new walls |  | m2
56G | ^^^^25mm vertical, to rear of cill |  | m
56H | ^^^^25mm horizontal, below window boards |  | m
Flexible sheet cavity tray with Code 5 Lead Flashing; all lead work to be carried out in accordance with recommendations of Lead Sheet Association (UK)
Cavity trays
56J | ^^^^150mm cavity; overall girth 390mm; bends - 2 nr; window and door heads |  | m
DPCs shall conform to the recommendations of IS 57, BS 743, BS 6398 and BS 6515. Where sheet DPCs span across cavities, to prevent the downward ingress of water these are to be in the maximum possible un-jointed lengths, fully supported over the cavity when horizontal, fixed tightly across the cavity to prevent sagging when stepped, end jointed by welding, double welting or sealing with adhesive tape or compound and carefully protected from perforation and damage
Damp proof courses
57A | ^^^^not exceeding 225mm; horizontal; in walls |  | m
57B | ^^^^not exceeding 225mm wide; vertical; at jambs |  | m
57D | ^^^^exceeding 225mm; horizontal; under window cills |  | m2
100mm Vents ICON TL100DE or equivalent; 100/150mm background natural ventilation vents as indicated on architects proposed floor plans; final locations can be agreed on site with Architect prior to commencement of works; where indicated in existing construction contractor to include for core in existing construction, installation of wall vent and making good to all finishes internally & externally. and for all attendances and builders work associated with this installation.
Sundries
57E | ^^^^ventilation openings |  | nr
'Tescon Pro Clima' or equal approved High-Grade Air-Thightness Tape, taped to blockwork around all window / door openings
Air-Thightness Tape
57F | ^^^^width not exceeding 300mm; to window and doors heads and reveals |  | m
18mm thick; vertical; joint filler for movement joints shall be compressible non-extruding board inpregnated with high grade bitumen compound to Clause 1727; two-part polysulphide sealing compound to BS 4254 in selected colour; movement joint cover strips to be extruded aluminium and elastomerictype to Architect's approval; wall ties as specified at 225mm vertical centres each side of joint; refer to Engineer's specification
Designed joints
57H | ^^^^movement joints in 100mm blockwork |  | m
57H | ^^^^movement joints in 215mm blockwork |  | m
STRUCTURAL
STEELWORK
'Steelite Type CL/K or equal approved pressed metal insulated lintel to B.S.2989: 1982; design by manufacturer to be approved by engineer prior to installation; bedded in cement sand and lime mortar (1:1:3); minimum bearing 150mm both sides for spans up to 2250mm and 200mm end bearing for spans in excess of 2250mm; supporting 100mm external leaf blockwork; 100mm internal leaf blockwork with 150mm cavity
Lintels
58A | ^^^^steelite lintel CL/K (19nr) |  | m
(22) INTERNAL WALLS, PARTITIONS
NOTES
| Wherever products are specified by proprietary name and the phrase “or equivalent” is not included, it is to be deemed included |  | noidn
| The Tenderer's attention is drawn to the "Works Requirements within Volume A" attached, from which this element has been prepared |  | noidn
| For detailed description of workmanship see Architect's & Engineer's Drawings / Specification |  | noidn
Information generally
| 1. The work measured hereunder refers to the internal walls / partitions associated with the extension. These works will largely be carried out adjacent to a live environment and all necessary precautions should be taken to ensure the safety of the adjacent building occupants. The Contractor MUST include herein for all costs associated with such precautions. |  | noidn
| 2. The Contractor should note limitations on working hours identified in Preliminaries Section of this Pricing Document. |  | noidn
CONCRETE WORK
PRECAST CONCRETE
Precast concrete lintel: 'Killeshal' or equivalent prestressed standard or stock pattern units; B.S. 1239: plain rectangular section; bedding in gauged mortar; minimum bearing 200mm both sides; all in accordance with Engineer's specification
Lintels
55A | ^^^^size 215 x 215mm |  | m
BRICKWORK AND BLOCKWORK
BRICKWORK/BLOCKWORK
Solid textured concrete loadbearing blocks; I.S.20; compressive strength 5N/mm2; stretcher bond in cement mortar (1:3)
Walls
60E | ^^^^215mm thick |  | m2
Extra over for special bricks/blocks
60E | ^^^^like items; radiator recesses; 1200mm high |  | m
ANCILLARIES TO BRICKWORK / BLOCKWORK
Firestopping; Rockwool firestop or equivalent, fitted to top of blockwork compartment walls Note: Firestopping must be fitted between timber battens and above roofing felt; jointing with intumescent sealer and finishing with fire rated coating; to give 60 minute fire rating; all in accordance with the manufacturers instructions; all in accordance with Architects specification and drawings
Firestopping
61E | ^^^^approx 150mm high; filling junction between blockwork walls and floor slab |  | m
61E | ^^^^approx 150mm high; filling junction between blockwork walls and roof |  | m
FLOOR, WALL AND CEILING FINISHES
STUD PARTITIONS
75mm X 44mm Rough Timber C16 Treated En14081; 1no. Layer of 12.5mm gyproc Sound Block followed by 12.5mm Gryproc Harito plasterboard; board joints to be staggered, taped and filled; all board joints installed staggered in accordance with Gyprocs current installation recommendations; Gyproc DryWall screws installed at 300mm centres (200mm at external corners) Gyproc DryWall screws must maintain a minimum 10mm penetration through metal framing components; 2mm Gyproc Skim coat plaster (or Carlite Finish) applied in accordance with Gyprocs current recommendations and prepared for selected painted finish; 100mm MOY ACOUSTIC INSULATION 48kg/m3 snugly fit between all studwork; refer to Product data sheets attached in Architects appendix.
Partition
| ^^^^3315mm high |  | m
| ^^^^3150mm high |  | m
Extra over the above for
| ^^^^angles to partitions |  | nr
| ^^^^three-way intersections |  | nr
| ^^^^abutments to other finishes |  | nr
| ^^^^fair ends |  | nr
| ^^^^forming doors |  | nr
(23) FLOORS, GALLERIES
NOTES: GENERALLY
| ^^^1. Where a material or process is described by reference to its proprietary name, the name is used to indicate the standard of construction, appearance, ease of maintenance and durability acceptable to the Employer's Representative. The Employer's Representative will approve the use of alternatives where such alternatives are shown to equal or surpass the qualities of the product or process specified. Accordingly proprietary names wherever mentioned in the Specification, Schedule of Rates or on the drawings shall be deemed to mean the provision of the named product or process or an approved alternative. However, alternative materials to those specified in the Works Requirements will only be considered by the Employers Representative if they are identified at Tender Stage. If not identified at Tender Stage then the Employers Representative may not consider alternatives. |  | noidn
NOTES
| Wherever products are specified by proprietary name and the phrase “or equivalent” is not included, it is to be deemed included |  | noidn
| The Tenderer's attention is drawn to the "Works Requirements within Volume A" attached, from which this element has been prepared |  | noidn
| For detailed description of workmanship see Architect's & Engineer's Drawings / Specification |  | noidn
Information generally
| 1. The work measured hereunder refers to the first floor slab associated with the extension. These works will largely be carried out adjacent to a live environment and all necessary precautions should be taken to ensure the safety of the adjacent building occupants. The Contractor MUST include herein for all costs associated with such precautions. |  | noidn
| 2. The Contractor should note limitations on working hours identified in Preliminaries Section of this Pricing Document. |  | noidn
CONCRETE WORK
PRECAST CONCRETE
Hollowcore slab 200mm deep; contractor designed; to receive 75mm thick structural screed & mesh (measured elsewhere); design loadings to precast units excluding self-weight of units to be 2.5 to 5KN/m2; weights to be incorporated by specialist manufacturer; including shear keys, all hoisting and placing in position, levelling, temporary propping, bedding ends, grouting etc.; all ends filled with factory fitted stop end cores and concrete fill where indicated; factory formed recesses/slots for reinforcing where indicated; include for solid nibbed ends to hollowcores, where indicated, including proprietary angles, hangers, fittings and supports, where required; grout and seal all unit junctions; all to Engineer's details and performance specification; including for all sealing tapes, gun applied primers, strips, membranes, and barriers to achieve the required air tightness, complete; including all fixings and sundry items complete; all in accordance with the Architect's/Engineer's specification and drawings
Floor slabs
| ^^^^200mm deep hollowcore |  | m2
Sundries on Precast Concrete
Tying details
| ^^^^concrete filling ends; including reinforcement and formwork T12 L shaped bars at 400mm centres bent into screed and lapped with mesh; approx 1050mm long |  | m
| ^^^^straps at 1200mm centres at edge of precast floors |  | nr
Forming holes, recesses, and the like
| ^^^^400 x 200mm service duct ope through 200mm thick precast floor and screed (measured elsewhere |  | nr
| ^^^^100mm diameter ope through 200mm precast floor and screed (measured elsewhere) |  | nr
| ^^^^100mm diameter ope through 200mm precast floor and screed (measured elsewhere) |  | nr
(27) ROOF STRUCTURE
NOTES
| Wherever products are specified by proprietary name and the phrase “or equivalent” is not included, it is to be deemed included |  | noidn
| The Tenderer's attention is drawn to the "Works Requirements within Volume A" attached, from which this element has been prepared |  | noidn
| For detailed description of workmanship see Architect's & Engineer's Drawings / Specification |  | noidn
Information generally
| 1. The work measured hereunder, refers to the roof structure construction associated with the new extension. These works will largely be carried out adjacent to a live environment and all necessary precautions should be taken to ensure the safety of the adjacent building occupants. The Contractor MUST include herein for all costs associated with such precautions. |  | noidn
| 2. The Contractor MUST note that the roof members measured herein are not intended to be an exhaustive list and that the rates herein should make provision for any adjustment so required to achieve a fixed price for the works. |  | noidn
| 3. The Contractor should note limitations on working hours identified in Preliminaries Section of this Pricing Document. |  | noidn
129A | 4. All Roof Steel measured in Element [28] Frame |  | Note
WOODWORK
STRUCTURAL AND FIRST FIXINGS
C16 Timber in accordance with Engineers Specification, treating timber with preservative treatment to BS5268:1989 Part 5; all in accordances with Architects Specification
Carcassing
| ^^^^pitched roofs; 44 x 225mm deep rafters at 400mm centres |  | m
Structural softwood in accordance with Timber Specification; grading standard to EN 14081-1; strength class C24 to EN 338; approved species and origin; surface finish PAO; preservative treatment in accordance with B. S. 8417
Carcassing to pitched roofs
64F | ^^^^100 x 75 mm wall plate; fixing by bolting |  | m
| ^^^^100 x 75 mm wall plate; fixing by bolting; to flanges of steelwork |  | m
| ^^^^200 x 44mm bridging at 1350mm centres |  | m
64G | ^^^^175 x 25mm Fascia board |  | m
Labours
65D | ^^^^Treating ends of joists and the like with preservative as described |  | nr
IRONMONGERY, ACCESSORIES AND SUNDRIES
Metal accessories to woodwork in mild steel; to be fixed to rafters with 30 x 2.5mm thick heavy duty, weatherproof galvanised steel l brackets; provide brackets every 4th rafter and stagger locations.
Accessories; straps and hangers
| ^^^^30 x 2.5mm thick heavy duty, weatherproof galvanised steel L brackets |  | nr
(28) FRAME
NOTES
| Wherever products are specified by proprietary name and the phrase “or equivalent” is not included, it is to be deemed included |  | noidn
| The Tenderer's attention is drawn to the "Works Requirements within Volume A" attached, from which this element has been prepared |  | noidn
| For detailed description of workmanship see Architect's & Engineer's Drawings / Specification |  | noidn
Information generally
| 1. The work measured hereunder, refers to the structural frame associated with the new extension. These works will largely be carried out adjacent to a live environment and all necessary precautions should be taken to ensure the safety of the adjacent building occupants. The Contractor MUST include herein for all costs associated with such precautions. |  | noidn
| 2. The Contractor MUST note that the structural members measured herein are not intended to be an exhaustive list and that the rates herein should make provision for any adjustment so required to achieve a fixed price for the works. |  | noidn
| 3. The Contractor should note limitations on working hours identified in Preliminaries Section of this Pricing Document. |  | noidn
STRUCTURAL
STEELWORK
Fabricated; weldable steel; Grade S275; B.S.10025; hot rolled sections B.S. 4: Part 1: 1972; weldable fabrications and bolted site connections in accordance with B.S. 449: Part 2; all steel to be hot dipped galvanised; include for temporary propping where existing walls have been broken out; all in accordance with the Structural Engineers specification
Fabricated members
67A | ^^^^beams; member profile 25 - 50 kg/m (254 x 146 x 43 UB) |  | tonne
67A | ^^^^beams; member profile 25-50kg/m (180 x 90 x 26 PFC) |  | tonne
67A | ^^^^beams; member profile 25-50kg/m (203 x 203 x 46 UC) |  | tonne
| ^^^^beams; member profile 25-50kg/m (356 x 166 SFB) |  | tonne
67C | ^^^^columns; 25-50kg/m (120 x 120 x 8 SHS) |  | tonne
Fittings
67D | ^^^^add 15% for all plates, cleats, haunches etc in the connections with all Structural Steelwork |  | tonne
Holding Down Assemblies; Fixing to structural steelwork; allow for drilling holes in beam for holding down bolts; 100 x 100 x 600mm long RSA anchor plates typically, recessed into Grade 30N20 concrete; include for formwork and grouting to baseplates in accordance with Engineer's Specification and Drawings
Holding Down Assemblies
| ^^^^assembly consisting of M10 Fisher FISV chemical anchors, fixed at 400mm centres to PFC to support swing |  | nr
| ^^^^assembly consisting of 440 x 215 x 300mm deep bearing pad |  | nr
SURFACE TREATMENTS OFF SITE
Preparing; shot blasting to Swedish Standard Sa 2 1/2 of B.S. 7079 part A1; blast primer of 1 coat H.G.W. 2 pack epoxy zinc rich primer Ref. A5214 shall be applied to a D.F.T. of 25 microns; spot priming all bare metal with blast primer; site holding primer to be a high build zinc phosphate modified alkyd primer applied by airless spray to a D.F.T. of 75 microns; touching up on site in making good to bolts, welds, etc; all in accordance with the structural engineers specification
Structural steelwork
68B | ^^^^general surfaces |  | m2
Erection of all the foregoing steelwork
68C | ^^^^design, detail, fabricate and make all necessary welded or bolted connections between steel members in accordance with B.S. 449 |  | item
Welding on site
68D | ^^^^allow for all site welding necessary to erect all the foregoing steelwork |  | item
PAINTING AND DECORATING
PAINTING
Nullifire S60 or equivalent intumescent paint to achieve half hour fire resistance; one coat Nullifire S60 basecoat and one coat Nullifire top sealer; colour to Architect's specification; satin gloss finish; applied in strict accordance with the manufacturer's instructions
Structural steel
68E | ^^^^general surfaces; not exceeding 300mm girth |  | m2
BUILDING STRUCTURE COMPLETIONS
(31) EXTERNAL WALLS: COMPLETIONS WITHIN OPENINGS
NOTES
| The Tenderer's attention is drawn to the "Works Requirements within Volume A" attached, from which this element has been prepared |  | noidn
| The Tenderer's attention is drawn to the "Works Requirements within Volume A" attached, from which this element has been prepared |  | noidn
| For detailed description of workmanship see Architect's & Engineer's Drawings / Specification |  | noidn
Information generally
| 1. Notwithstanding that this Pricing Document is measured in accordance with the Agreed Rules of Measurement Fifth Edition 2024, the tenderer should note the following where works measured are not in accordance with ARM. |  | noidn
| 2. The work measured hereunder refers to the supply & installation of all the external windows and doors associated with the new extension. These works will largely be carried out adjacent to a live environment and so all necessary precautions should be taken to ensure the safety of the adjacent building occupants. The Contractor MUST include herein for all costs associated with such precautions. |  | noidn
| 3. The Contractor should note limitations on working hours identified in Preliminaries Section of this Pricing Document. |  | noidn
| 4. Dimensions are for pricing purposes only - all opes to be surveyed by window manufacturer prior to manufacture |  | noidn
132A | 5. Window supplier to include for all associated flashings and drips. |  | Item
| 6. All windows to be triple glazed aluminium windows, be designed and manufactured to comply with technical guidance document 021-1 guidance on the specification of windows by the department of education and science. |  | noidn
| 7. Thermally broken aluminium open out rebate type doors with Part M compliant wheelchair thresholds and emergency escape panic bolts; openings to be in accordance with latest t.g.d.; complete with ironmongery. |  | noidn
| 8. 1 hour or 1/2 hour fire-rating as indicated |  | noidn
| 9. The handing of all window opes / doors are as indicated on plans / elevations |  | noidn
WOODWORK
STRUCTURAL AND FIRST FIXINGS
Softwood to BS 1186; white deal; pressure impregnated with an approved preservative; sawn unless otherwise stated
First fixings
74A | ^^^^75 x 20mm grounds for window board |  | m
BOARDING AND SECOND FIXINGS
Window boards to be 19mm Softwood, primed and painted with pencil rounded fixed to treated battens with insulation between where appropriate; battens plugged & screwed to lean mix fill to rear of Cill.; in accordance with Architects drawings and specification
Second fixings
74B | ^^^^windowboards; 19mm thick |  | m
METALWORK
NON-STRUCTURAL
Triple glazed polyester powder coated, commercial grade, thermally broken aluminium windows and doors specified exceeding D.O.E TGD 021-1. U-value to exceed the performance of 1.2 W/m2K as per 2019 building regulations (nZEB); refer to Architects Specification 21 PROPOSED WINDOWS AND DOORS for specification.
Composite items
72A | ^^^^Window Type 01; 2800mm wide x 2200mm high |  | nr
72A | ^^^^Window Type 02; 1700mm wide x 2200mm high |  | nr
72A | ^^^^Window Type 03; 685mm wide x 850mm high; opaque |  | nr
72A | ^^^^Window Type 04; 1800mm wide x 2200mm high |  | nr
Composite items; External Doorset type 1
72A | ^^^^D34; 1200mm wide x 2900mm high; |  | nr
Composite items; External Doorset type 2
72A | ^^^^D29; 1850mm wide x 2900mm high structural ope; door and a half 1200mm wide x 2200mm high and 650mm wide x 2200mm high; including manifestations where required |  | nr
72A | ^^^^window ope; 2800mm wide x 2200mm high; |  | nr
IRONMONGERY, ACCESSORIES AND SUNDRIES
AIR SEAL TAPE
Tescon Pro Clima or equivalent taped and sealed; perimeter seals as required to meet acoustic performance; applied in accordance with manufacturers instructions and recommendations; all in accordance with Architects Drawings and Specification
Sealant
74E | ^^^^to windows and doors |  | m
WINDOW VENTS
Window trickle vent to provide background ventilation in accordance with TGD F 2019; all in accordance with Architects Drawings and Specification.
Vents
| ^^^^to windows |  | m
PAINTING AND DECORATING
PAINTING
1nr coat Fleetwood or equivalent Water based Satinwood undercoat; 2nr coats Fleetwood or equivalent Water based Satinwood; All joints, nail/screw heads to be filled, fully sanded and cleaned down.
General surfaces
74D | ^^^^not exceeding 300mm girth; window boards |  | m
(32) INTERNAL WALLS: COMPLETIONS WITHIN OPENINGS
NOTES
| Wherever products are specified by proprietary name and the phrase “or equivalent” is not included, it is to be deemed included |  | noidn
| The Tenderer's attention is drawn to the "Works Requirements within Volume A" attached, from which this element has been prepared |  | noidn
| For detailed description of workmanship see Architect's & Engineer's Drawings / Specification |  | noidn
Information generally
| 1. The work measured hereunder refers to the supply & installation of all the internal doors associated with the new extension and existing building as required. These works will largely be carried out adjacent to a live environment and so all necessary precautions should be taken to ensure the safety of the adjacent building occupants. The Contractor MUST include herein for all costs associated with such precautions. |  | noidn
| 2. The work measured hereunder refers to the internal doors, frames, architraves, and ironmongery requirement for the project within the new extension. These works will largely be carried out adjacent to a live environment and all necessary precautions should be taken to ensure the safety of the adjacent building occupants. The Contractor MUST include herein for all costs associated with such precautions. |  | noidn
| 3. Please note that the doors and screens measured hereunder are composite items and the rates quoted should include for the door, frame and glazing beads as described. Door sizes given are indicitive only to the blockwork ope size. |  | noidn
| 4. The composite item is deemed to include all component items outlined in the Architect's specification i.e. slips, stop beads, glass, etc |  | noidn
| 5. All mortices and holes together with packing material between the frame and structure of all doorsets and framesets are deemed to be included |  | noidn
WOODWORK
STRUCTURAL AND FIRST FIXINGS
Softwood to BS 1186; white deal; pressure impregnated with an approved preservative; sawn unless otherwise stated
First fixings
| ^^^^35 x 15mm, fixing to blockwork backgrounds |  | m
BOARDING AND SECOND FIXINGS
100 x 19mm red deal architraves; in accordance with Architects specifications
Second fixings
| ^^^^architraves; 100 x 19mm |  | m
COMPOSITE ITEMS
30 minute fire rated; Solid Formica Laminate door; refer to Architects specification for ironmongery and full specification; refer to Architects drawing T402 and specification internal doors and screens details.
Composite items; doors
78B | ^^^^Door Type 6; 1050mm wide x 2100mm high structural opening; 1050 x 2100mm door opening |  | nr
78B | ^^^^Door Type 11; 1050mm wide x 2100mm high structural opening; 1050 x 2100mm door opening |  | nr
Extra over the above for
78B | ^^^^Pyrostop or equally approved, Georgian wire glass is not permitted; 200mm wide x 1500mm high vision panel |  | nr
Formica Laminate door with vision panel as indicated; refer to Architects specification for ironmongery and full specification; refer to Architects drawing T402 and specification for internal doors and screens details.
Composite items; doors
79A | ^^^^Door type 5; 1050mm wide x 2100mm high structural opening; 1050 x 2100mm door opening |  | nr
Extra over the above for
78B | ^^^^Pyrostop or equally approved, Georgian wire glass is not permitted; 200mm wide x 1500mm high vision panel |  | nr
Solid Formica Laminate door; refer to Architects specification for ironmongery and full specification; refer to Architects drawing T402 and specification for internal doors and screens details.
Composite items; doors
78B | ^^^^Door Type 7; 900mm wide x 2100mm high structural opening; 900 x 2100mm door opening |  | nr
IRONMONGERY, ACCESSORIES AND SUNDRIES
30 minute intumescent fire and smoke seals; all in accordance with Architects Drawings and Specification
Sundries
| ^^^^15mm x 4mm intumescent strip; fitted in rebate in door frames to door sides leaf and head; including forming rebate in door |  | m
Perimeter seals as required to meet acoustic performance, Maximum 30RW (dB) for airborne sound insulation between circulation spaces and other spaces used by students; all in accordance with Architects Drawings and Specification
Sundries
| ^^^^perimeter seal |  | m
Refer to KCC Ironmongery Specification for ironmongery requirements. Contractor to include for supply, installation and commissioning of all items and associated works referred to in the specialist Ironmongery Schedule or equal and approved supplier.
Ironmongery Single Door set - FD 30s
| ^^^^KCC or equivalent Grade 304 Stainless Steel 'Fire Door Keep Shut' Sign |  | nr
| ^^^^KCC or equivalent Floor Mounted Door Stop |  | nr
| ^^^^KCC or equivalent Stainless Steel 304 Square Corner Kicking Plate. H150mm x W900mm. |  | nr
| ^^^^Fire Rated Interdens Based Intumescent KCC or equivalent Lock Protector,1mm, White |  | nr
| ^^^^Flexfire or equivalent Fire Rated Graphite Based Intumescent Hinge plate Protector, Radius, 1mm, Black, Self-Adhesive |  | nr
| ^^^^Tigris Premium, or equivalent Patented Single & Turn Cylinder 3535 to BS EN1303:2015 grade 160B0C6C |  | nr
| ^^^^KCC or equivalent Linear Boxed Power Supply Unit Certified to EN60950,24VDC 1amp |  | nr
| ^^^^Dormakaba Rack & Pinion Door Closer c/w Scissor Arm & Hold Open Unit. 53010001 |  | nr
| ^^^^KCC or equivalent Tubular Stainless Steel 304 19mm Unsprung Rose Lever Handle on Rose to BS EN1906:2012 grade 37-B030B |  | set
| ^^^^KCC or equivalent Stainless Steel 304 Euro Profile Escutcheon. 5mm |  | nr
| ^^^^Frisco or equivalent Stainless-Steel Maintenance Free Self- Lubricating Thrust Bearing Hinge to hEN1935 grade 476114014and Certifire CF336 |  | nr
| ^^^^KCC or equivalent Heavy Duty Modular Mortice Sash lock c/w Anti-Rattle Adjustable Strike Plate to hEN12209 grade 3X510F3BC20 and Certifire CF5234 |  | nr
| ^^^^KCC or equivalent Finger shield Finger Guard - Push Side & Pull Side Set x 1,960mm |  | nr
Ironmongery Single Door set
| ^^^^KCC or equivalent Floor Mounted Door Stop |  | nr
| ^^^^KCC or equivalent Stainless Steel 304 Square Corner Kicking Plate. H150mm x W900mm. |  | nr
| ^^^^ Interdens Based Intumescent KCC or equivalent Lock protector,1mm, White |  | nr
| ^^^^Flexfire or equivalent Graphite Based Intumescent Hinge plate Protector, Radius, 1mm, Black, Self-Adhesive |  | nr
| ^^^^Tigris Premium, or equivalent Patented Single & Turn Cylinder 3535 to BS EN1303:2015 grade 160B0C6C |  | nr
| ^^^^KCC or equivalent Linear Boxed Power Supply Unit Certified to EN60950,24VDC 1amp |  | nr
| ^^^^Dormakaba Rack & Pinion Door Closer c/w Scissor Arm & Hold Open Unit. 53010001 |  | nr
| ^^^^KCC or equivalent Tubular Stainless Steel 304 19mm Unsprung Rose Lever Handle on Rose to BS EN1906:2012 grade 37-B030B |  | set
| ^^^^KCC or equivalent Stainless Steel 304 Euro Profile Escutcheon. 5mm |  | nr
| ^^^^Frisco or equivalent Stainless-Steel Maintenance Free Self- Lubricating Thrust Bearing Hinge to hEN1935 grade 476114014and Certifire CF336 |  | nr
| ^^^^KCC or equivalent Heavy Duty Modular Mortice Sash lock c/w Anti-Rattle Adjustable Strike Plate to hEN12209 grade 3X510F3BC20 and Certifire CF5234 |  | nr
| ^^^^KCC or equivalent Finger shield Finger Guard - Push Side & Pull Side Set x 1,960mm |  | nr
Ironmongery Single Dorset for Standard W/C - FD Nil
| ^^^^KCC or equivalent Grade 304 Stainless Steel Unisex Symbol |  | nr
| ^^^^Hat & Coat Hook |  | nr
| ^^^^KCC or equivalent Floor Mounted Door Stop |  | nr
| ^^^^KCC or equivalent Stainless Steel 304 Square Corner Kicking Plate. H150mm x W900mm. |  | nr
| ^^^^KCC or equivalent Tubular Stainless Steel 304 19mm Unsprung Rose Lever Handle on Rose to BS EN1906:2012 grade 37-B030B |  | set
| ^^^^KCC or equivalent Stainless Steel 304 Standard Thumb turn & Release. 6mm |  | nr
| ^^^^Frisco or equivalent Stainless-Steel Maintenance Free Self- Lubricating Thrust Bearing Hinge to hEN1935 grade 476114014and Certifire CF336 |  | nr
| ^^^^KCC or equivalent Heavy Duty Modular Mortice Sash lock c/w Anti-Rattle Adjustable Strike Plate to hEN12209 grade 3X510F3BC20 and Certifire CF5234 |  | nr
| ^^^^KCC or equivalent Finger shield Finger Guard - Push Side & Pull Side Set x 1,960mm |  | nr
Access control system to be provided as indicated on architects. Refer to Architects Door Schedule; to be read in conjunction with M&E engineers’ drawings and specification.
Access Control
| ^^^^Allow for supply of access control as per Galileo Energy Services design |  | item
PAINTING AND DECORATING
PAINTING AND DECORATING
All joints, nail/screw heads to be filled, fully sanded and cleaned down; Fleetwood Water based Satinwood undercoat 1 no. coats; Fleetwood Water based Satinwood 2no. coats.
General surfaces
| ^^^^not exceeding 300mm girth; architraves |  | m
(37) ROOF COMPLETIONS
NOTES
| The Tenderer's attention is drawn to the "Works Requirements within Volume A" attached, from which this element has been prepared |  | noidn
| For detailed description of workmanship see Architect's & Engineer's Drawings / Specification |  | noidn
Information generally
| 1. Notwithstanding that this Pricing Document is measured in accordance with the Agreed Rules of Measurement Fifth Edition 2024, the tenderer should note the following where works measured are not in accordance with ARM. |  | noidn
| 2. The work measured hereunder refers to the external wall scope associated with the new extension. These works will largely be carried out adjacent to a live environment and all necessary precautions should be taken to ensure the safety of the adjacent building occupants. The Contractor MUST include herein for all costs associated with such precautions. |  | noidn
| 3. The Contractor should note limitations on working hours identified in Preliminaries Section of this Pricing Document. |  | noidn
METALWORK
NON STRUCTURAL
Supply, installation and certification of Skyway Fall Prevention Cable System or equal and approved including all support posts, stainless steel components and hardware, compliant with EN795. This system is to be designed by the fall prevention system supplier (not Design Team).
Bars, rods and the like
| ^^^^like items; Skyway or equivalent fall prevention cable system; 8mm stainless steel cable system on posts as per specification below and manufacturers design and instructions. Posts may deform in the event of a fall but must not come apart – i.e. must be fully welded with no internal spring or other active mechanisms. |  | m
Special fittings
| ^^^^Skyway Keeline or equivalent Post system - Upright Posts for Profiled Sheet Roofs; fixed as per Manufacturer's recommendations; fully weathered to paralon in accordance with the Manufacturer's instructions and details; including all cutting, shaping and dressing roof finishes |  | nr
Accessories
| ^^^^Skyway Full Body Harness |  | nr
| ^^^^Skyway Standard 2m shock absorbing lanyards |  | nr
| ^^^^Skyway 10m Rope & Grabs |  | nr
| ^^^^Skyway Cable Shuttles |  | nr
| ^^^^Training and operation demonstration |  | item
Sundries
| ^^^^Provide for all necessary costs in connection with the design and design approval of the proposed works |  | item
| ^^^^Provide for Professional Indemnity Insurance |  | item
BUILDING FINISHES
(41) WALL FINISHES EXTERNALLY
NOTES
| The Tenderer's attention is drawn to the "Works Requirements within Volume A" attached, from which this element has been prepared |  | noidn
| For detailed description of workmanship see Architect's & Engineer's Drawings / Specification |  | noidn
Information generally
| 1. Notwithstanding that this Pricing Document is measured in accordance with the Agreed Rules of Measurement Fifth Edition 2024, the tenderer should note the following where works measured are not in accordance with ARM. |  | noidn
| 2. The work measured hereunder refers to the external wall scope associated with the new extension. These works will largely be carried out adjacent to a live environment and all necessary precautions should be taken to ensure the safety of the adjacent building occupants. The Contractor MUST include herein for all costs associated with such precautions. |  | noidn
| 3. The Contractor should note limitations on working hours identified in Preliminaries Section of this Pricing Document. |  | noidn
FLOOR, WALL AND CEILING FINISHINGS
IN SITU FINISHES
22mm External Sponge Finish Render to be applied as indicated on architectural drawings22 mm. External rendering to comprise of 3-5mm thick 1:1.5-2 cement: sharp sand scud coat; 9mm 1:1:6 cement: lime: sharp sand scratch coat; 9mm 1:1:6 cement: lime: sharp sand float coat with textured finish to be agreed with the architect; all in accordance with Architects Drawings and Specification
Walls
55F | ^^^^not exceeding 300mm wide |  | m2
55F | ^^^^exceeding 300mm wide |  | m2
Movement / Expansion Joints; renderplas PVCu Movement & Expansion Joint bead ref. MJ15 or equal and approved; To BS EN 13914-1:2005 - External Rendering; to be used where structural movement joints are located under render & may also be used as day joints or to define different coloured render panels; bead should also be used where a change in background substrate occurs; butt joints to be embedded in silicone mastic to prevent water ingress; mechanical fixing to be avoided to prevent distortion of bead; all in accordance with Architects Drawings and Specification
Sundries
56A | ^^^^movement joints |  | m
Stainless steel accessories; fixing with plaster dabs or staples to blockwork/concrete backgrounds; all in accordance with Architects Drawings and Specification
Sundries
56A | ^^^^like items; stop bead; "Expamet Ref 542" or equivalent |  | m
56A | ^^^^like items; angle bead; "Expamet Ref 545" or equivalent |  | m
PAINTING AND DECORATING
PAINTING
Contractor to include for painting of all external walls of proposed extension and existing block where alterations are taking place; 3 x no coats DULUX or equivalent trade Weather shield finish externally, colour to be approved by architect prior to application; 5 no different colours paints to be provided to the external walls they listed below.
Walls
55F | ^^^^not exceeding 300mm wide (DULUX 10BB 83/014 WHITE.) |  | m2
55F | ^^^^exceeding 300mm wide (DULUX 10BB 83/014 WHITE) |  | m2
Extra over for
55F | ^^^^^^feature colour DULUX 30YY 20/029 DARK GREY |  | m2
55F | ^^^^^^feature colour DULUX 50YY 47/053 LIGHT GREY |  | m2
55F | ^^^^^^feature colour DULUX 72YY 47/743 DARK GREEN |  | m2
55F | ^^^^^^feature colour DULUX 65YY 68/572 LIGHT GREEN |  | m2
(42) WALL FINISHES INTERNALLY
NOTES
| The Tenderer's attention is drawn to the "Works Requirements within Volume A" attached, from which this element has been prepared |  | noidn
| For detailed description of workmanship see Architect's & Engineer's Drawings / Specification |  | noidn
Information generally
| 1. Notwithstanding that this Pricing Document is measured in accordance with the Agreed Rules of Measurement Fifth Edition 2024, the tenderer should note the following where works measured are not in accordance with ARM. |  | noidn
| 2. The work measured hereunder refers to the external wall scope associated with the new extension. These works will largely be carried out adjacent to a live environment and all necessary precautions should be taken to ensure the safety of the adjacent building occupants. The Contractor MUST include herein for all costs associated with such precautions. |  | noidn
| 3. The Contractor should note limitations on working hours identified in Preliminaries Section of this Pricing Document. |  | noidn
FLOOR, WALL AND CEILING FINISHES
IN SITU FINISHES
Contractor to allow for Architect approved IAB & BBA certified tanking system to be applied to floor & wall surfaces prior to Altro Satins splashback in proposed shower room wet room. Walls to be tanked to a height of 100mm up-stand provided generally. Shower wet areas to be tanked to full height and to a width of minimum 300mm beyond enclosure - all to be constructed entirely in accordance with manufacturer's instructions & recommendations and to be carried out by an approved contractor. Allow for appropriate system trims in all showers.
Walls
| ^^^^exceeding 300mm wide |  | m2
Plaster; to blockwork base; 11mm Gypsum Gyproc 'Hardcoat' or equivalent (not plasterboard) to be applied to both sides of internal walls, lightly scratched prior to 2mm Gyproc or equivalent Skim coat finish; products to be used in strict accordance with the manufacturer’s instructions.; steel trowelled
Walls
55F | ^^^^not exceeding 300mm wide |  | m2
92B | ^^^^exceeding 300mm wide |  | m2
Accessories
| ^^^^stop beading |  | m
| ^^^^angle beading |  | m
BOARD FINISHES
Contractor to include for existing external walls in Main Entrance corridor which become internal walls to be Dry Lined using 12.5mm Gypsum or equivalent Plasterboard Board with Gyproc or equivalent Skim coat finish; products to be used in strict accordance with the manufacturers instructions; contractor to make good and ensure proposed / existing surface finishes are to a high standard approved by architect; drylining can be fixed using mechanically to 25 x 50mm Timber battens; refer to Architects specification 10.
Walls
92B | ^^^^exceeding 300mm wide |  | m2
TILE SLAB AND MOSAIC FINISHES
Contractor to allow for tiled splashbacks as per Architects finishes drawings; splashbacks for the WC & Daily Living Skills is to be PRIMUS CERAMICHE TECHNICAL, 15x15cm BLANCO or equivalent tile; if equivalent product is proposed contractor must provide technical submittal to architect for approval.
Walls
| ^^^^exceeding 300mm wide |  | m2
Contractor to allow for tiled splashbacks as per Architects finishes drawings; Splashbacks for the classrooms indicated on the architects finishes drawings are to be PRIMUS CERAMICHE, TECHNICAL, 15x15cm, OLIVA or equivalent tile; if equivalent product is proposed contractor must provide technical submittal to architect for approval.
Walls
| ^^^^exceeding 300mm wide |  | m2
Contractor to allow for tiled splashbacks as per Architects finishes drawings; Splashbacks for the other classrooms indicated on the architects finishes drawings are to be PRIMUS CERAMICHE, TECHNICAL, 15x15cm, AZUR or equivalent tile; if equivalent product is proposed contractor must provide technical submittal to architect for approval.
Walls
| ^^^^exceeding 300mm wide |  | m2
Supply and fit Enviroclad Hygenic PVC or equivalent Hygienic Wall Cladding; colour Marigold; to be installed as per manufactures instructions
Walls
| ^^^^exceeding 300mm wide |  | m2
Extra over the above for
| ^^^^Schluter RONDEC Stainless Steel finishing and edge protection profile |  | m
PAINTING AND DECORATING
PAINTING
Fleetwood Popular Colour Collection or Equal and approved; Initial / Undercoats: Fleetwood Primer Sealer Undercoat as recommended by manufacturer, 1no.Number of coats; Finishing coats: Fleetwood Popular Colour Collection or Equal and approved, all colours per room to be confirmed, 2no.Number of coats; refer to Architects Specification 28.
Walls
55F | ^^^^not exceeding 300mm wide |  | m2
92B | ^^^^exceeding 300mm wide |  | m2
(43) FLOOR FINISHES
NOTES
| The Tenderer's attention is drawn to the "Works Requirements within Volume A" attached, from which this element has been prepared |  | noidn
| For detailed description of workmanship see Architect's & Engineer's Drawings / Specification |  | noidn
Information generally
| 1. Notwithstanding that this Pricing Document is measured in accordance with the Agreed Rules of Measurement Fifth Edition 2024, the tenderer should note the following where works measured are not in accordance with ARM. |  | noidn
| 2. The work measured hereunder refers to the external wall scope associated with the new extension. These works will largely be carried out adjacent to a live environment and all necessary precautions should be taken to ensure the safety of the adjacent building occupants. The Contractor MUST include herein for all costs associated with such precautions. |  | noidn
| 3. The Contractor should note limitations on working hours identified in Preliminaries Section of this Pricing Document. |  | noidn
ROOFING, CLADDING AND WATERPROOFING
MASTIC ASPHALT, WATERPROOF AND GAS PROOF NON-METAL FLEXIBLE SHEET COVERINGS
Contractor to allow for Architect approved IAB & BBA certified tanking system to be applied to floor & wall surfaces prior to Altro Satins splashback in proposed shower room wet room. Walls to be tanked to a height of 100mm up-stand provided generally. Shower wet areas to be tanked to full height and to a width of minimum 300mm beyond enclosure - all to be constructed entirely in accordance with manufacturer's instructions & recommendations and to be carried out by an approved contractor. Allow for appropriate system trims in all showers.
Floors
| ^^^^exceeding 300mm wide |  | m2
WOODWORK
STRUCTURAL AND FIRST FIXINGS
Softwood to BS 1186; white deal; pressure impregnated with an approved preservative; sawn unless otherwise stated.
First fixings
| ^^^^45 x 22mm treated continuous softwood grounds; fixed to blockwork / concrete |  | m
BOARDING AND SECOND FIXINGS
19mm Red deal; skirtings 150mm high; all fixings shall be recessed with pre drilled, filled and sanded prior to decoration.
Second Fixing
| ^^^^150 x 19mm thick |  | m
FLOOR, WALL AND CEILING FINISHES
IN SITU FINISHES
Unilin Thin-R XT/HYF or equivalent manufactured to EN 13165 by Unilin or equivalent, comprising a rigid Polyisocyanurate (PIR) core between low emissivity gas tight facings; with a Lambda value of 0.021 W/mK to achieve a U-Value of 0.11 W/m2K for the floor element. To be installed in accordance with instructions issued by Unilin or equivalent.
Insulation
| ^^^^thermal; exceeding 300mm wide; laid horizontally; 150mm deep |  | m2
| ^^^^thermal; not exceeding 300mm high; laid vertically; 40mm Unilin Perimeter Strips (XT/STR) or equivalent around floor perimeter |  | m
75mm C35 Concrete screed powerfloated; Reinforced insitu concrete; Grade C32/40; vibrated; to Engineers specification.
Screed
92A | ^^^^exceeding 300mm wide |  | m2
ARDEX NA or equivalent Liquid Levelling compound to be applied along with a suitable liquid DPM to floor surface before laying floor finish.
Levelling compound
92A | ^^^^exceeding 300mm wide |  | m2
SUNDRIES
Surface finishes
48E | ^^^^powerfloating screed |  | m2
'Tescon Pro Clima' or equal approved High-Grade Air-Thightness Tape, taped to junctions to external walls; surfaces to be carefully dusted down for removal of dust & debris prior to application; install membranes with sufficient slack at perimeter to facilitate movement within the building structure; all in accordance with Architect's specification and drawings.
Air-Thightness Tape
| ^^^^not exceeding 225mm wide |  | m
REINFORCEMENT
Reinforcement fabric mesh to B.S. 4483; reference A393, weighing 6.16kg/m2; no allowance in measurement for laps
Fabric
48C | ^^^^horizontal; screed |  | m2
FLEXIBLE SHEET FINISHES
Forbo - Sphera Energetic PUR colours TBC; all materials for welding must be overlapped and grooved; laid by a specialist firm in accordance with BS 8203:2001 and the manufacturers recommendations and with an approved adhesive; including necessary preparation works; all in accordance with Architects Drawings and Specification
Floors
92B | ^^^^exceeding 300mm wide; horizontal |  | m2
Forbo - Surestep PUR colours TBC; all materials for welding must be overlapped and grooved; laid by a specialist firm in accordance with BS 8203:2001 and the manufacturers recommendations and with an approved adhesive; including necessary preparation works; all in accordance with Architects Drawings and Specification
Floors
92B | ^^^^exceeding 300mm wide; horizontal |  | m2
Quantum Profile Systems reference QCF35 - 35mm radius tapered to architraves. Securely bond to base and background using contact adhesive. Accurately mitre at corners; Capping strip: Quantum Profile Systems UCS2 PVC capping strip; where wall finish is ceramic tiles use Quantum Profiles QCT1; securely bond to background using contact adhesive, with top edge straight and parallel with floor; turn flooring material up wall, securely bond to cove former and background using adhesive specified for fixing to base, and ease top of material into edge trim; accurately mitre at corners; all joints to be hot welded in accordance with the manufacturer’s instructions.
Cove Skirtings
94C | ^^^^girth less than or equal to 150mm |  | m
Pro Clima Tescon Profil adhesive tape or equal & approved to create an airtight perimeter seal. Surfaces to be carefully dusted down for removal of dust & debris prior to application. Install membranes with sufficient slack at perimeter to facilitate movement within the building structure; all in accordance with Architect's specification and drawings
Sundries
95A | ^^^^airtight seal |  | m
Dividing Strips; between floor finishes
Sundries
95B | ^^^^dividing strip |  | m
FITTED CARPETING
Esplanade 6000 or equivalent Matting - 12mm Closed Construction with Boulevard 6000 Wipers as indicated on architect’s drawings.
Entrance mats
| ^^^^overall size 600 x 1800mm long |  | nr
| ^^^^overall size 600 x 1400mm long |  | nr
Matwell frame; 25 x 25 aluminium edging frame and dividing t-bars (as required), to be fixed into concrete slab
Framing
| ^^^^30 x 30 x 4mm thick |  | m
Forming or leaving sinkings in concrete for door mats including all cutting and all leveling screeds required
Sundries
| ^^^^overall size 600 x 1800mm long |  | nr
| ^^^^overall size 600 x 1400mm long |  | nr
PAINTING AND DECORATING
PAINTING
1nr coat Fleetwood or equivalent Water based Satinwood undercoat; 2nr coats Fleetwood or equivalent Water based Satinwood; All joints, nail/screw heads to be filled, fully sanded and cleaned down.
Second Fixing
| ^^^^not exceeding 300mm girth |  | m
(45) CEILING FINISHES
NOTES
| The Tenderer's attention is drawn to the "Works Requirements within Volume A" attached, from which this element has been prepared |  | noidn
| For detailed description of workmanship see Architect's & Engineer's Drawings / Specification |  | noidn
Information generally
| 1. Notwithstanding that this Pricing Document is measured in accordance with the Agreed Rules of Measurement Fifth Edition 2024, the tenderer should note the following where works measured are not in accordance with ARM. |  | noidn
| 2. The work measured hereunder refers to the external wall scope associated with the new extension. These works will largely be carried out adjacent to a live environment and all necessary precautions should be taken to ensure the safety of the adjacent building occupants. The Contractor MUST include herein for all costs associated with such precautions. |  | noidn
| 3. The Contractor should note limitations on working hours identified in Preliminaries Section of this Pricing Document. |  | noidn
WOODWORK
IRONMONGERY, ACCESSORIES AND SUNDRIES
50mm Isover Frame Batt 32 / 60mm Isover Comfort 32 (C10A069; laid over ceiling grid; laid in accordance with manufacturers recommendations; all in accordance with Architects drawings and specification
Insulation
99D | ^^^^exceeding 300mm wide |  | m2
FLOOR, WALL AND CEILING FINISHES
SUSPENDED CEILINGS
Standard CasoLine MF Suspended Ceiling Metal Stud Partition system type CasoLine MF or equivalent standard non fire rated system to proposed office area. Refer to architects drawings for extents; Product Substantiation Report (PSR) reference C100016 (Attached in Appendix); Airborne Laboratory Sound Resistance (BS EN 717): 56RwdB; Impact Laboratory Sound Transfer (BS EN 717): 68LnwdB; Gypframe Ceiling Sections: Gypframe MF5 Ceiling Section Ceiling Section installed maximum centres: 450mm; Gypframe Primary Channels: Gypframe MF7 Primary Channel; Primary Channel installed maximum centres: 1200mm Gypframe Connecting Clips: Gypframe MF9 Connecting Clips used to connect MF5s to MF7s at every intersection; Gypframe Hanging Angle: Gypframe GA1 Steel Angle Hanging Angle installed maximum centres: 1200mm; 1 Gyproc plasterboards: Layer 1 (Inner): 12.5mm Gyproc WallBoard Screw fixings for boarding: Layer 1 (Inner): 25mm Gyproc Drywall Screws; 2mm Gyproc Skim coat plaster (or Carlite Finish) applied in accordance with Gyprocs current recommendation; refer to Architects Specification 26.
Ceilings
98A | ^^^^suspended ceiling system; ceiling depth not exceeding 150mm |  | m2
Extra over for
| ^^^^^^Moisture board Ceilings to be provided in all wet room areas, to be installed as per manufactures installation and guidelines |  | m2
Accessories
98B | ^^^^Gyproc Sealant applied around perimeter of ceiling |  | m
98B | ^^^^Airtightness Barrier |  | m
Armstrong ULTIMA+ or equivalent Suspended ceiling Tile system throughout the proposed extension; Lightly textured, unperforated, non-directional surface. Factory applied treatment for durability, impact, scratch, soil and humidity resistance. Durable edge treatment; Global White; 19mm thick 600 x 600mm modules; Prelude 24 XL2 / TLS or equivalent 24mm exposed grid system; refer to Architects specification section 24 part 3.
Ceilings
98A | ^^^^suspended ceiling system; ceiling depth not exceeding 150mm |  | m2
Accessories
98B | ^^^^perimeter trim to be provided through, fixed directly to masonry wall |  | m
98B | ^^^^Airtightness Barrier |  | m
Acoustic Ceiling Suspended ceiling system type CasoLine MF or equivalent; Product Substantiation Report (PSR) reference C10A058 / C10A059 / C10A069; Gypframe Ceiling Sections: Gypframe MF5 Ceiling Section; Ceiling Section installed maximum centres: 326-327mm; Gypframe Primary Channels: Gypframe MF7 Primary Channel Primary Channel installed maximum centres: 1000mm; Gypframe Connecting Clips: Gypframe MF9 Connecting Clips used to connect MF5s to MF7s at every intersection; Gypframe Hanging Angle: Gypframe GA1 Steel Angle Hanging Angle installed maximum centres: 900mm; 1 Gyproc plasterboards: Layer 1 (Inner): Rigitone 8-15-20 SUPER; Screw fixings for boarding: Layer 1 (Inner): 25mm Gyproc Drywall Screws; Boards should be positioned with corresponding Rigitone Spacing Tool with joints treated in line with the Rigitone Jointing Process; Gyproc DryWall screws installed at 170mm centres within the field of the board and 150mm centres along board ends; Gyproc DryWall screws must maintain a minimum 10mm penetration through metal framing components; Gyproc Wafer Head Jack-Point Screws used to fix Gypframe GA1 Angle to Gypframe MF7 Primary Channels; refer to Architects Specification 26.
Ceilings
98A | ^^^^suspended ceiling system; ceiling depth not exceeding 150mm |  | m2
Accessories
98B | ^^^^Acoustical sealant: Gyproc Sealant applied around perimeter of ceiling |  | m
98B | ^^^^Airtightness Barrier |  | m
| ^^^^airtight insulated attic hatch |  | nr
PAINTING AND DECORATING
PAINTING
Fleetwood Premium Acrylic Matt Emulsion Brilliant White or equivalent; Fleetwood or equivalent Primer Sealer Undercoat as recommended by manufacturer, 1no. coat; Fleetwood Premium Acrylic Matt Emulsion Brilliant White or equivalent; 2no.coats; refer to Architects specification 27.3.2.
Ceilings
99D | ^^^^exceeding 300mm wide |  | m2
(47) ROOF FINISHES
NOTES
| The Tenderer's attention is drawn to the "Works Requirements within Volume A" attached, from which this element has been prepared |  | noidn
| For detailed description of workmanship see Architect's & Engineer's Drawings / Specification |  | noidn
Information generally
| 1. Notwithstanding that this Pricing Document is measured in accordance with the Agreed Rules of Measurement Fifth Edition 2024, the tenderer should note the following where works measured are not in accordance with ARM. |  | noidn
| 2. The work measured hereunder refers to the external wall scope associated with the new extension. These works will largely be carried out adjacent to a live environment and all necessary precautions should be taken to ensure the safety of the adjacent building occupants. The Contractor MUST include herein for all costs associated with such precautions. |  | noidn
| 3. The Contractor should note limitations on working hours identified in Preliminaries Section of this Pricing Document. |  | noidn
ROOFING CLADDING AND WATERPROOFING
RIGID SHEET COVERINGS AND DECKING
Kingspan QuadCore KS1000RW or equivalent Standing Seam Insulated Panel; Panel Thickness to be 120mm, provide Thermal Transmittance (U-value) of minimum 0.15W/m2K or better, provided the Thermal Conductivity (Lambda value) to be 0.018 W/mK, system installed to manufactures specification and detailing; refer to Installation Guides and Kingspan Connection details attached in appendix. Colour to be Approved by Architect before order is placed; including necessary fixings etc.; laid in accordance with manufacturers written instructions and Architects Drawings and Specification.
Coverings
104A | ^^^^sloping; not exceeding 15 degrees; mono pitched roof |  | m2
Extra over the above for
| ^^^^Kingspan flashing detail; bent 3 times; girth 150 - 300mm |  | m
| ^^^^drip flashing with 100mm sealed overlap or sealed butt strap; girth 150 - 300mm bent 3 times |  | m
| ^^^^Gun gradeseal at panel joint inline with internal air seal; air seal 6mm diameter butyl sealant |  | m
| ^^^^Monoridge flashing detail with 150mm sealed butt strap |  | m
100mm Knauf Rocksilk or equivalent flexible slab Insulation Earthwool @ 0.037W/mK to be mechanically fixed to the underside of composite panel with suitable length heavy duty roofing fastener designed to penetrate the 0.4mm thick composite panel internal skin, the fastener must penetrate steel a minimum of 20mm; including necessary fixings etc.; laid in accordance with manufacturers written instructions and Architects Drawings and Specification.
Coverings
104A | ^^^^sloping; not exceeding 15 degrees; mono pitched roof |  | m2
Supply and install Kingspan Quadcore KS1000RW wall panel to extend down over external wall; Certification of FM/LPCB approval shall be obtained by the Contractor and shall be included in the Safety File; including necessary fixings etc.; laid in accordance with manufacturers written instructions and Architects Drawings and Specification
Facias
104A | ^^^^vertical; girth 150 - 300mm |  | m
FLEXIBLE SHEET METAL COVERINGS
Code 5 lead to be used for all valleys, flashings and soakers. Lead should be treated with patination oil to prevent staining of slates/tiles etc. Lead for a valley lining should be code 5 and not less than 500mm wide, or greater than 1500mm in length and to be lapped 150mm minimum at each length; all in accordance with Architects drawings and specification
Flashings
105E | ^^^^edge detail; girth 150 - 300mm |  | m
105E | ^^^^edge detail; girth 300 - 450mm |  | m
DRAINAGE
DISPOSAL ABOVE GROUND
Kingspan fabricated Hi line gutter to metal roof claddingto supplier details; laid in accordance with manufacturers written instructions and Architects Drawings and Specification
Gutters
105F | ^^^^gutter |  | m
Rainwater Goods; 110mm square 0.595mm Kingspan XL Forte TM double sided galvanised steel downpipes, support brackets, collars, shoes rainwater goods; as per Architects specification and drawings
105F | ^^^^downpipes |  | m
105G | ^^^^shoes |  | nr
105H | ^^^^swan necks |  | nr
105H | ^^^^outlets |  | nr
Roof Outlets; site fitted unless otherwise stated. All standard outlets supplied with sealing membrane; standard outlet diameters 100mm or 150mm (ext pipe dimensions); Weir Overflow: Size and location to contractors' drawings. Factory fitted unless otherwise stated.
Pipework ancillaries
105J | ^^^^110mm diameter |  | nr
**BUILDING SERVICES INSTALLATION (PIPED AND DUCTED)**
(51) HEATING CENTRE
NOTES
| Wherever products are specified by proprietary name and the phrase or equivalent is not included, it is to be deemed included |  | noidn
| The Tenderer's attention is drawn to the "Works Requirements within Volume A" attached, from which this element has been prepared |  | noidn
| For detailed description of workmanship see Mechanical & Electrical Engineer's Drawings / Specification |  | noidn
| Notwithstanding the provisions of the Agreed Rules of Measurement (ARM5), the items listed below have not been measured in accordance with ARM5. |  | noidn
| The Contractor shall allow for the full and complete provision of the works associated with these items, including all labour, materials, equipment, cabling, containment, accessories, testing and commissioning, as required by the Contract Drawings and Services Engineers Specification. No adjustment to the Contract Sum shall be made on the basis that such items have not been measured in accordance with ARM5. |  | noidn
| The Contractor shall note that notwithstanding the quantities included in this Bill of Quantities, the tendered sum shall be deemed to include for the full and complete execution of the works as described in the Services Engineers Specifications, Drawings and Schedules. |  | noidn
| The Contractor shall ensure that all plant, equipment, fixtures, ductwork, pipework, valves, dampers, controls, insulation, supports, builders work interfaces and ancillary items, whether specifically quantified or not, are fully allowed for in order to deliver a complete, coordinated and fully functioning mechanical services installation. The Contractor shall not be entitled to additional payment for any item omitted from the BoQ quantities where such item is clearly required by the drawings and/or specifications. |  | noidn
Information generally
| 1. It is brought to the Contractors attention that the proposed alterations to the extension and as such particular attention should be paid to the requirement for concealed pipework and recessed radiators together with any other requirements for an SEN Unit as detailed in the Mechanical & Electrical Engineer's Drawings / Specifications and as demanded by the requirements of a typical SEN unit. |  | noidn
| 2. Allow for bringing and removal on completions all plant required for this element of work |  | noidn
| 3. Contractor to include in his tender sum for all general and special attendances required on his mechanical sub-contractor |  | noidn
GENERAL/SPECIAL ATTENDANCE
Notes
This Element includes the following scope of works: Mechanical services (installation of complete Heating Centre and BMS installation).
Preliminary Particulars
0B | The Contractor shall include here for all items deemed necessary relating to this Element of the Works as contained in the Service Engineers Drawings and specifications, schematics and associated equipment schedules |  | item
General/Special Attendances
| The Contractor is to liaise directly with the Mechanical Specialist with regards to the provision of all attendances required for the mechanical installation; no claims will be entertained in respect of omissions or oversights on behalf of either party. Any general / special attendances listed below are for guidance purposes only. |  | noidn
108B | ^^^^provide lightweight aluminium mobile scaffolds complete with floors, ladder and handrails, for the installation of new services at high level as per the relevant drawings |  | Item
108C | ^^^^provide for hoisting of all plant as necessary |  | Item
108D | ^^^^provide for storing all plant as necessary |  | Item
108E | ^^^^provide for storing all material as necessary |  | Item
HEATING CENTRE
GENERAL
Supply, installation, testing and commissioning of a the LPHW heating centre as shown on the drawings and described in the Mechanical Specification
| Supply, install, commission and test of above Space Heating installations & BMS in accordance with the Mechanical Installation drawings and Specifications |  | Item
| Supply, install, commission and test all LPHW Pipework and fittings in boilerhouse in accordance with the Mechanical Installation drawings and Specifications |  | Item
| Supply, install, commission and test all works in relation to the BMS Controls in accordance with the Mechanical Installation drawings and Specifications |  | Item
PRIMARY EQUIPMENT
Circulating Pumps; as per Service Engineers Schedules
| Grundfos Magna3D 65/150F (twin head) or equivalent; all works, labour, materials, etc. for the supply and installation of all new pump as indicate; all in accordance with Services Engineers Drawings and Specifications |  | Item
PIPEWORK, FITTINGS AND ANCILLARIES
Distribution system; including valves, tees and bends
0W | LPHW pipework system (Low Pressure Hot Water) to Boiler House; pipework material as specified; screwed joints in running length; including supports, fittings, accessories, isolating valves, check valves, strainers, gauges, sleeves, decorative plates, expansion loops, anchors and guides; all in accordance with Services Engineers Drawings and Specifications |  | item
| LPHW pipework system (Low Pressure Hot Water); pipework material as specified; screwed joints in running length; including supports, fittings, accessories, isolating valves, check valves, strainers, gauges, sleeves, decorative plates, expansion loops, anchors and guides; all in accordance with Services Engineers Drawings and Specifications |  | Item
0X | Include here for any other valves/fixings not expressly listed above but required to complete the works |  | item
INSULATION
Insulation; in accordance with the Service Engineers Specification
0E | pipework; generally |  | item
TESTING AND COMMISSIONING
Identification
0P | Identification plates, labels and the like; as Engineer's specification |  | Item
Testing
| Flush out of new pipework |  | Item
| Pressure testing of new pipework |  | Item
0G | Sterilisation |  | Item
| Allow for installing corrosion inhibitor in the heating system once all works have been completed |  | Item
Commissioning and system validation
0F | Testing and commissioning as detailed in Engineer's specification |  | Item
0M | Warranty requirements as detailed in Engineer's specification |  | Item
Operation and maintenance manuals
0H | Operating and maintenance manuals; manuals shall be available as specified in the Mechanical Specification |  | Item
Drawing preparation
0J | Working drawings |  | Item
0K | Co-ordination drawings |  | Item
0L | As-built drawings |  | Item
General Builder's Work
0N | Marking out and supervision of all Builder's Work |  | Item
0N | fire stopping; the Contractor shall identify openings where fire stopping is required, to complete building in around containment trays and conduits, which fire stopping shall be certified by specialists |  | item
(52) DRAINAGE AND REFUSE DISPOSAL
NOTES
| Wherever products are specified by proprietary name and the phrase or equivalent is not included, it is to be deemed included |  | noidn
| The Tenderer's attention is drawn to the "Works Requirements within Volume A" attached, from which this element has been prepared |  | noidn
| For detailed description of workmanship see Mechanical & Electrical Engineer's Drawings / Specification |  | noidn
| Notwithstanding the provisions of the Agreed Rules of Measurement (ARM5), the items listed below have not been measured in accordance with ARM5. |  | noidn
| The Contractor shall allow for the full and complete provision of the works associated with these items, including all labour, materials, equipment, cabling, containment, accessories, testing and commissioning, as required by the Contract Drawings and Services Engineers Specification. No adjustment to the Contract Sum shall be made on the basis that such items have not been measured in accordance with ARM5. |  | noidn
| The Contractor shall note that notwithstanding the quantities included in this Bill of Quantities, the tendered sum shall be deemed to include for the full and complete execution of the works as described in the Services Engineers Specifications, Drawings and Schedules. |  | noidn
| The Contractor shall ensure that all plant, equipment, fixtures, ductwork, pipework, valves, dampers, controls, insulation, supports, builders work interfaces and ancillary items, whether specifically quantified or not, are fully allowed for in order to deliver a complete, coordinated and fully functioning mechanical services installation. The Contractor shall not be entitled to additional payment for any item omitted from the BoQ quantities where such item is clearly required by the drawings and/or specifications. |  | noidn
Information generally
| 1. It is brought to the Contractors attention that the proposed alterations to the extension and as such particular attention should be paid to the requirement for concealed pipework and recessed radiators together with any other requirements for an SEN Unit as detailed in the Mechanical & Electrical Engineer's Drawings / Specifications and as demanded by the requirements of a typical SEN unit. |  | noidn
| 2. Allow for bringing and removal on completions all plant required for this element of work |  | noidn
| 3. Contractor to include in his tender sum for all general and special attendances required on his mechanical sub-contractor |  | noidn
GENERAL/SPECIAL ATTENDANCE
Notes
| This Element includes the following scope of works: Mechanical services (installation of complete overground soils and wastes installation). |  | noidn
Preliminary Particulars
0B | The Contractor shall include here for all items deemed necessary relating to this Element of the Works as contained in the Service Engineers Drawing 19-052 52(M001) - T1 to 19-052 52(M005) - T1 and specifications, schematics and associated equipment schedules |  | item
General/Special Attendances
| The Contractor is to liaise directly with the Mechanical Specialist with regards to the provision of all attendances required for the mechanical installation; no claims will be entertained in respect of omissions or oversights on behalf of either party. Any general / special attendances listed below are for guidance purposes only. |  | noidn
108B | ^^^^provide lightweight aluminium mobile scaffolds complete with floors, ladder and handrails, for the installation of new services at high level as per the relevant drawings |  | Item
108C | ^^^^provide for hoisting of all plant as necessary |  | Item
108D | ^^^^provide for storing all plant as necessary |  | Item
108E | ^^^^provide for storing all material as necessary |  | Item
MECHANICAL INSTALATIONS
SOILS & WASTES SERVICES
GENERAL
Supply, install and commission of Internal Drainage systems in accordance with the General & Particular Mechanical Specification
0C | supply, install, commission and test of above ground soils and wastes installation; to BS EN 12056: Drainage Systems Inside Buildings |  | item
PRIMARY EQUIPMENT
Connection to Equipment and Sanitaryware
0D | The Mechanical Contractor shall be responsible for the installation and connections of all sanitary fitments, WC’s, WHB’s, sinks, etc., as indicated on the drawings; all in accordance with Services Engineers Drawings and Specifications |  | Item
| The Mechanical Contractor shall allow for connecting the new uPVC soils and wastes pipework for the new sanitary fitments, kitchen equipment, sinks, etc. to the waste pop-ups in the building as indicated on the drawing; all in accordance with Services Engineers Drawings and Specifications |  | Item
| The Mechanical Contractor shall allow for all final uPVC waste connections to all WHB’s, sinks, WC’s, etc. as indicated on the drawings; all in accordance with Services Engineers Drawings and Specifications |  | Item
PIPEWORK
Exposed waste pipework and waste pipework at L/L in furniture
| 110mm Dia. uPVC waste pipework to first floor. Joints and connections in soils & waste shall be made with solvent, fusion socket or synthetic o-rings as appropriate in accordance with BS 2492:199 |  | m
PIPEWORK, FITTINGS AND ANCILLARIES
Waste system; including valves, tees and bends
0W | New 110mm dia. waste pop-up. Contractor shall allow for connecting the 40mm dia. waste pipework from the sink to the 110mm dia. pop-up. Builders waste socket in floor shall be completed by main contractor (1) |  | Nr
0A | New 110mm dia. waste pop-up. Contractor shall allow for connecting the 32mm dia. waste pipework from the WHB to the 110mm dia. pop-up. Builders waste socket in floor shall be completed by main contractor (2) |  | Nr
0B | New 110mm dia. waste pipework from WC waste pipework from WC shall be connected to a new 110mm dia. builders work floor socket or new 110mm dia. soil vent stack. Builders waste socket in floor shall be completed by main contractor (3) |  | Nr
0C | 150 x 150mm floor gully. Floor gully shall be connected to 110mm dia. builders work floor socket. Builders waste floor socket shall be installed by the main contractor (4) |  | Nr
| New 110mm dia. waste floor socket for soil vent pipe (SVP). Builders waste floor socket shall be installed by the main contractor. SVP shall rise to the roof level and extend 1000mm above roof level. Allow for a pipework rise of approximately 4000mm from ground level to roof level (5) |  | Nr
| 32mm dia. uPVC waste pipework from WHB connected to a 50mm dia. uPVC waste float pipework which in turn shall be connected to a 110mm dia. builders work floor socket or 110mm dia. uPVC soil vent stack. The builders waste socket in floor shall be completed by main contractor. Pipework shall be hidden in the furniture. All waste pipework shall be uPVC (6) |  | Nr
| 110mm dia. uPVC waste pipework from WHB connected to a 110mm dia. uPVC waste float pipework which in turn shall be connected to a 110mm dia. builders work floor socket or 110mm dia. uPVC soil vent stack. The builders waste socket in floor shall be completed by main contractor. All waste pipework shall be uPVC. (7) |  | Nr
| Fire collar, mild steel galvanised, 2 hour fire rating installed on waste pipework passing through fire compartment floor or wall. |  | Nr
INSULATION
Insulation; in accordance with the Service Engineers Specification
0E | pipework; generally |  | item
TESTING AND COMMISSIONING
Identification
0P | Identification plates, labels and the like; as Engineer's specification |  | Item
Testing
| Flush out of new pipework |  | Item
| Pressure testing of new pipework |  | Item
0G | Sterilisation |  | Item
| Allow for installing corrosion inhibitor in the heating system once all works have been completed |  | Item
Commissioning and system validation
0F | Testing and commissioning as detailed in Engineer's specification |  | Item
0M | Warranty requirements as detailed in Engineer's specification |  | Item
Operation and maintenance manuals
0H | Operating and maintenance manuals; manuals shall be available as specified in the Mechanical Specification |  | Item
Drawing preparation
0J | Working drawings |  | Item
0K | Co-ordination drawings |  | Item
0L | As-built drawings |  | Item
General Builder's Work
0N | Marking out and supervision of all Builder's Work |  | Item
0N | fire stopping; the Contractor shall identify openings where fire stopping is required, to complete building in around containment trays and conduits, which fire stopping shall be certified by specialists |  | item
(53) WATER DISTRIBUTION
NOTES
| Wherever products are specified by proprietary name and the phrase or equivalent is not included, it is to be deemed included |  | noidn
| The Tenderer's attention is drawn to the "Works Requirements within Volume A" attached, from which this element has been prepared |  | noidn
| For detailed description of workmanship see Mechanical & Electrical Engineer's Drawings / Specification |  | noidn
| Notwithstanding the provisions of the Agreed Rules of Measurement (ARM5), the items listed below have not been measured in accordance with ARM5. |  | noidn
| The Contractor shall allow for the full and complete provision of the works associated with these items, including all labour, materials, equipment, cabling, containment, accessories, testing and commissioning, as required by the Contract Drawings and Services Engineers Specification. No adjustment to the Contract Sum shall be made on the basis that such items have not been measured in accordance with ARM5. |  | noidn
| The Contractor shall note that notwithstanding the quantities included in this Bill of Quantities, the tendered sum shall be deemed to include for the full and complete execution of the works as described in the Services Engineers Specifications, Drawings and Schedules. |  | noidn
| The Contractor shall ensure that all plant, equipment, fixtures, ductwork, pipework, valves, dampers, controls, insulation, supports, builders work interfaces and ancillary items, whether specifically quantified or not, are fully allowed for in order to deliver a complete, coordinated and fully functioning mechanical services installation. The Contractor shall not be entitled to additional payment for any item omitted from the BoQ quantities where such item is clearly required by the drawings and/or specifications. |  | noidn
Information generally
| 1. It is brought to the Contractors attention that the proposed alterations to the extension and as such particular attention should be paid to the requirement for concealed pipework and recessed radiators together with any other requirements for an SEN Unit as detailed in the Mechanical & Electrical Engineer's Drawings / Specifications and as demanded by the requirements of a typical SEN unit. |  | noidn
| 2. Allow for bringing and removal on completions all plant required for this element of work |  | noidn
| 3. Contractor to include in his tender sum for all general and special attendances required on his mechanical sub-contractor |  | noidn
GENERAL/SPECIAL ATTENDANCE
Notes
| This Element includes the following scope of works: Mechanical services (storage tanks, pipework, valves, pumps and associated ductwork, mains water, cold water and hot water distribution) |  | noidn
Preliminary Particulars
0B | The Contractor shall include here for all items deemed necessary relating to this Element of the Works as contained in the Service Engineers Drawing 19-052 53(M001) - T1 to 19-052 53(M006) - T1 and specifications, schematics and associated equipment schedules |  | item
General/Special Attendances
| The Contractor is to liaise directly with the Mechanical Specialist with regards to the provision of all attendances required for the mechanical installation; no claims will be entertained in respect of omissions or oversights on behalf of either party. Any general / special attendances listed below are for guidance purposes only. |  | noidn
108B | ^^^^provide lightweight aluminium mobile scaffolds complete with floors, ladder and handrails, for the installation of new services at high level as per the relevant drawings |  | Item
108C | ^^^^provide for hoisting of all plant as necessary |  | Item
108D | ^^^^provide for storing all plant as necessary |  | Item
108E | ^^^^provide for storing all material as necessary |  | Item
MECHANICAL INSTALATION
WATER SERVICES
GENERAL
Supply, install and commission of Water Services Systems in accordance with the General & Particular Mechanical Specification.
0E | supply, install, commission and test of the domestic hot, cold and mains water systems; in accordance with the guidelines concerning the safe design and installation of hot, cold and drinking water systems in accordance with the Services Engineers Drawings and Specifications |  | item
0F | supply, install, commission and test of mains water system; must comply fully with the Services Engineers Drawings and Specifications |  | item
PRIMARY EQUIPMENT
Connection to Equipment and Sanitaryware
| The Mechanical Contractor shall be responsible for the installation and connections of all sanitary fitments, kitchen equipment, sinks etc. as indicated on the drawings; all in accordance with Services Engineers Drawings and Specifications |  | Item
| The Mechanical Contractor shall allow for connecting the new water services pipework to all the new sanitary fitments, kitchen equipment, sinks etc. in the building as indicated on the drawing. Refer to the drawings for locations, sizes of pipework, types of pipework, etc.; all in accordance with Services Engineers Drawings and Specifications |  | Item
| The Mechanical Contractor shall allow for connecting the new water services pipework to all the new sanitary ware as indicated on the drawing; all in accordance with Services Engineers Drawings and Specifications |  | Item
Thermostatic Mixing Valves
| Thermostatic mixing valves (TMV’s) shall be fitted at all new wash hand basins and sinks (apart from the Cleaners Sink) throughout the building to prevent scalding as indicated on the drawings. The Mechanical Contractor shall allow for the supply and installation of all TMV’s; all in accordance with Services Engineers Drawings and Specifications |  | nr
Isolation Valves
| Allow for the supply and local installation of ballofix isolation valves to all mains water supply pipework to the new sanitary ware fitments as indicated on the drawings so that the mains water supply to each sanitary ware fitments can be easily isolated; all in accordance with Services Engineers Drawings and Specifications |  | nr
| Allow for the supply and local installation of ballofix isolation valves to all cold water supply pipework to the new sanitary ware fitments as indicated on the drawings so that the cold water supply to each sanitary ware fitment can be easily isolated. Ballofix valves are to be installed on all cold water supplies to all new sanitary ware fittings so that it they are capable of independent isolation; all in accordance with Services Engineers Drawings and Specifications |  | nr
| Allow for the supply and local installation of ballofix isolation valves to all hot water supply pipework to the new sanitary ware fitments as indicated on the drawings so that the hot water supply to each sanitary ware fitment can be easily isolated. Ballofix valves are to be installed on all hot water supplies to all new sanitary ware fittings so that it they are capable of independent isolation; all in accordance with Services Engineers Drawings and Specifications |  | nr
| Allow for the supply and local installation of ballofix isolation valves to all hot water return pipework to the new sanitary ware fitments as indicated on the drawings so that the hot water return to each sanitary ware fitment can be easily isolated; all in accordance with Services Engineers Drawings and Specifications |  | nr
Electric shower unit
| The contractor shall allow for the supply and installation of an electric shower as indicated on the drawings |  | nr
PIPEWORK
Distribution system; including valves, tees and bends
0C | 15mm dia.MWS pipework; mains water supply system; pipework material as specified; screwed joints in running length; including supports, fittings, accessories, isolating valves, check valves, strainers, gauges, sleeves, decorative plates, expansion loops, anchors and guides; all in accordance with Services Engineers Drawings and Specifications |  | m
0C | 28mm dia.MWS pipework; mains water supply system; pipework material as specified; screwed joints in running length; including supports, fittings, accessories, isolating valves, check valves, strainers, gauges, sleeves, decorative plates, expansion loops, anchors and guides; all in accordance with Services Engineers Drawings and Specifications |  | m
0A | 15mm DIA.CWS pipework; cold water supply system; pipework material as specified; screwed joints in running length; including supports, fittings, accessories, isolating valves, check valves, strainers, gauges, sleeves, decorative plates, expansion loops, anchors and guides; all in accordance with Services Engineers Drawings and Specifications |  | m
0A | 22mm DIA. CWS pipework; cold water supply system; pipework material as specified; screwed joints in running length; including supports, fittings, accessories, isolating valves, check valves, strainers, gauges, sleeves, decorative plates, expansion loops, anchors and guides; all in accordance with Services Engineers Drawings and Specifications |  | m
0W | 15mm dia.HWSF; hot water supply system; pipework material as specified; screwed joints in running length; including supports, fittings, accessories, isolating valves, check valves, strainers, gauges, sleeves, decorative plates, expansion loops, anchors and guides; all in accordance with Services Engineers Drawings and Specifications |  | m
0W | 22mm dia.HWSF; hot water supply system; pipework material as specified; screwed joints in running length; including supports, fittings, accessories, isolating valves, check valves, strainers, gauges, sleeves, decorative plates, expansion loops, anchors and guides; all in accordance with Services Engineers Drawings and Specifications |  | m
0W | 35mm dia.HWSF; hot water supply system; pipework material as specified; screwed joints in running length; including supports, fittings, accessories, isolating valves, check valves, strainers, gauges, sleeves, decorative plates, expansion loops, anchors and guides; all in accordance with Services Engineers Drawings and Specifications |  | m
| 15mm dia.HWSR pipework; hot water return system; pipework material as specified; screwed joints in running length; including supports, fittings, accessories, isolating valves, check valves, strainers, gauges, sleeves, decorative plates, expansion loops, anchors and guides; all in accordance with Services Engineers Drawings and Specifications |  | m
| 28mm dia. HWSR pipework; hot water return system; pipework material as specified; screwed joints in running length; including supports, fittings, accessories, isolating valves, check valves, strainers, gauges, sleeves, decorative plates, expansion loops, anchors and guides; all in accordance with Services Engineers Drawings and Specifications |  | m
PIPEWORK, FITTINGS AND ANCILLARIES
Distribution system; including valves, tees and bends
| 15mm CWS to WC pipework shall be concealed in the wall (1) |  | Nr
| 15mm CWS, 15mm HWSF & 15mm HWSR to WH C/W thermostatic mixing valve (TMV). Pipework shall be concealed within the furniture/wall (2) |  | Nr
| 15mm MWS, 15mm CWS, 15mm HWSF & 15mm (HWSR to sink C/W thermostatic mixing valve (TMV). Pipework shall be concealed within the furniture/wall (3) |  | Nr
| 22mm CWS direct feed from cold water storage tank to serve electric shower unit. Pipework shall be concealed within the wall (4) |  | Nr
| 15mm MWS to hot water boiler. Pipework shall be concealed within the furniture/wall (5) |  | Nr
| 15mm CWS to washing machine. Pipework shall be concealed within the furniture/wall (7) |  | Nr
| 15mm CWS, 15mm HWSF & 15mm HWSR to cleaners sink. Pipework shall be surface mounted (8) |  | Nr
| 15mm dia. bend to MWS pipework. Pipework to be concealed in the furniture/wall |  | Nr
| 28mm dia. bend to MWS pipework. Pipework to be concealed in the furniture/wall |  | Nr
| 15mm dia. bend to CWS pipework. Pipework to be concealed in the furniture/wall |  | Nr
| 22mm dia. bend to CWS pipework. Pipework to be concealed in the furniture/wall |  | Nr
| 15mm dia. bend to HWSF pipework. Pipework to be concealed in the furniture/wall |  | Nr
| 22mm dia. bend to HWSF pipework. Pipework to be concealed in the furniture/wall |  | Nr
| 35mm dia. bend to HWSF pipework. Pipework to be concealed in the furniture/wall |  | Nr
| 15mm dia. bend to HWSR pipework. Pipework to be concealed in the furniture/wall |  | Nr
| 28mm dia. bend to HWSR pipework. Pipework to be concealed in the furniture/wall |  | Nr
| 22mm dia. tee to CWS pipework. Pipework to be concealed in the furniture/wall |  | Nr
| 22mm dia. tee to HWSF pipework. Pipework to be concealed in the furniture/wall |  | Nr
| 15mm dia. tee to HWRF pipework. Pipework to be concealed in the furniture/wall |  | Nr
0X | Include here for any other valves/fixings not expressly listed above but required to complete the works |  | item
INSULATION
Insulation; in accordance with the Service Engineers Specification
0E | pipework; generally |  | item
TESTING AND COMMISSIONING
Identification
0P | Identification plates, labels and the like; as Engineer's specification |  | Item
Testing
| Flush out of new pipework |  | Item
| Pressure testing of new pipework |  | Item
0G | Sterilisation of cold water tank and the water system |  | Item
Commissioning and system validation
0F | Testing and commissioning as detailed in Engineer's specification |  | Item
| Allow for installing corrosion inhibitor in the heating system once all works have been completed |  | Item
0M | Warranty requirements as detailed in Engineer's specification |  | Item
Operation and maintenance manuals
0H | Operating and maintenance manuals; manuals shall be available as specified in the Mechanical Specification |  | Item
Drawing preparation
0J | Working drawings |  | Item
0K | Co-ordination drawings |  | Item
0L | As-built drawings |  | Item
General Builder's Work
0N | Marking out and supervision of all Builder's Work |  | Item
0N | fire stopping; the Contractor shall identify openings where fire stopping is required, to complete building in around containment trays and conduits, which fire stopping shall be certified by specialists |  | item
(56) SPACE HEATING
NOTES
| Wherever products are specified by proprietary name and the phrase or equivalent is not included, it is to be deemed included |  | noidn
| The Tenderer's attention is drawn to the "Works Requirements within Volume A" attached, from which this element has been prepared |  | noidn
| For detailed description of workmanship see Mechanical & Electrical Engineer's Drawings / Specification |  | noidn
| Notwithstanding the provisions of the Agreed Rules of Measurement (ARM5), the items listed below have not been measured in accordance with ARM5. |  | noidn
| The Contractor shall allow for the full and complete provision of the works associated with these items, including all labour, materials, equipment, cabling, containment, accessories, testing and commissioning, as required by the Contract Drawings and Services Engineers Specification. No adjustment to the Contract Sum shall be made on the basis that such items have not been measured in accordance with ARM5. |  | noidn
| The Contractor shall note that notwithstanding the quantities included in this Bill of Quantities, the tendered sum shall be deemed to include for the full and complete execution of the works as described in the Services Engineers Specifications, Drawings and Schedules. |  | noidn
| The Contractor shall ensure that all plant, equipment, fixtures, ductwork, pipework, valves, dampers, controls, insulation, supports, builders work interfaces and ancillary items, whether specifically quantified or not, are fully allowed for in order to deliver a complete, coordinated and fully functioning mechanical services installation. The Contractor shall not be entitled to additional payment for any item omitted from the BoQ quantities where such item is clearly required by the drawings and/or specifications. |  | noidn
Information generally
| 1. It is brought to the Contractors attention that the proposed alterations to the extension and as such particular attention should be paid to the requirement for concealed pipework and recessed radiators together with any other requirements for an SEN Unit as detailed in the Mechanical & Electrical Engineer's Drawings / Specifications and as demanded by the requirements of a typical SEN unit. |  | noidn
| 2. Allow for bringing and removal on completions all plant required for this element of work |  | noidn
| 3. Contractor to include in his tender sum for all general and special attendances required on his mechanical sub-contractor |  | noidn
GENERAL/SPECIAL ATTENDANCE
Notes
| This Element includes the following scope of works: Mechanical heating services (installation of heating system, pipework, radiators etc.). |  | noidn
Preliminary Particulars
0B | The Contractor shall include here for all items deemed necessary relating to this Element of the Works as contained in the Service Engineers Drawing 19-052 56(M001) - T1 to 19-052 56(M006) - T1 and specifications, schematics and associated equipment schedules |  | item
General/Special Attendances
| The Contractor is to liaise directly with the Mechanical Specialist with regards to the provision of all attendances required for the mechanical installation; no claims will be entertained in respect of omissions or oversights on behalf of either party. Any general / special attendances listed below are for guidance purposes only. |  | noidn
108B | ^^^^provide lightweight aluminium mobile scaffolds complete with floors, ladder and handrails, for the installation of new services at high level as per the relevant drawings |  | Item
108C | ^^^^provide for hoisting of all plant as necessary |  | Item
108D | ^^^^provide for storing all plant as necessary |  | Item
108E | ^^^^provide for storing all material as necessary |  | Item
MECHANICAL INSTALATION
SPACE HEATING SERVICES
GENERAL
Supply, install and commission of all heating systems in accordance with the General & Particular Mechanical Specification
0F | supply, install, commission and test of space heating installation system |  | Item
PRIMARY EQUIPMENT
Supply, install and fit radiators as specified in the schedule as indicated on the drawings. new steel panel surface mounted low H20 radiators shall be supplied and installed by the mechanical contractor throughout the building indicated on the drawings. the mechanical contractor shall measure up on site and confirm to the Employer's Representative that the radiators scheduled are suitable in all respects for the locations indicated. final locations of all radiators to be agreed on site. radiators shall not be ordered until all locations and sizes have been agreed with the Employer's Representative on site
| Maxi WF recessed panel radiators; type 11; size 590 x 630 x 130mm; output @ ΔT458 |  | Nr
| Maxi WF recessed panel radiators; type 11; size 590 x 1030 x 130mm; output @ ΔT890 |  | Nr
| Maxi WF recessed panel radiators; type 11; size 590 x 1230 x 130mm; output @ ΔT1105 |  | Nr
| Maxi WF recessed panel radiators; type 11; size 590 x 2030 x 130mm; output @ ΔT1969 |  | Nr
LPHW radiant panels will be provided in the central activities space controlled via a 2-port valve arrangement. all radiant panels will be insulated and fixed to the ceiling, with no exposed chain suspension system visible. the radiant panels will be constructed from 1.25mm thick steel plate
| Carobline grid radiant panels; 595 x 2992mm; output @ ΔT863 |  | Nr
2-port room motorised valve (linked to BMS system)
| All the radiators in the classrooms are indicated on the drawings shall be provided with individual room temperature control by means of two-port motorised valves that are fed from a digital room temperature stat |  | Nr
Wall mounted room thermostat (linked to BMS system)
| All room stats as indicated that are to be installed in conjunction with the two-port valve to control the heating within the specified rooms shall be digital stats as specified and indicated below |  | Nr
Thermostatic radiator valve
| The mechanical contractor shall allow for all necessary radiator control valves for all radiators. control valves for all radiators shall be of the easy clean pattern chromium plated with grey grip moulded hand wheels on the flow and lock shield chromium plated valves on the return. radiator valves shall be scanflow type or equivalent |  | Nr
Lockshield radiator valve
| The mechanical contractor shall allow for all necessary radiator control valves for all radiators. control valves for all radiators shall be of the easy clean pattern chromium plated with grey grip moulded hand wheels on the flow and lock shield chromium plated valves on the return. radiator valves shall be scanflow type or equivalent |  | Nr
Isolation valve
| The mechanical contractor shall allow for all necessary radiator control valves for all radiators. control valves for all radiators shall be of the easy clean pattern chromium plated with grey grip moulded hand wheels on the flow and lock shield chromium plated valves on the return. radiator valves shall be scanflow type or equivalent |  | Nr
Commissioning set
| The contractor shall ensure that the valves are installed immediately before the two-port valve. valves shall not be mounted with the test plugs pointing in a downward direction; otherwise they may act as dirt pockets. measuring devices must provide flow measurement accuracy to within =/- 5% under the design service conditions and must be suitable for the application such that the differential pressure produced is consistent with achieving measurement accuracy |  | Nr
PIPEWORK
Distribution system; pipework to Service Engineers Specification; exposed pipework to be painted with two coats of inhibitor paint and two coats of red oxide paint
| 15mm dia. flow and return pipe |  | m
| 20mm dia. flow and return pipe |  | m
| 32mm dia. flow and return pipe |  | m
PIPEWORK FITTINGS AND ANCILLARIES
Distribution system; pipework to Service Engineers Specification; exposed pipework to be painted with two coats of inhibitor paint and two coats of red oxide paint
| 15mm dia. flow and return pipe;bends |  | Nr
| 15mm dia. flow and return pipe; tees |  | Nr
| 20mm dia. flow and return pipe; bends |  | Nr
| 20mm dia. flow and return pipe; tees |  | Nr
INSULATION
Insulation; in accordance with the Service Engineers Specification
0E | pipework; generally |  | item
TESTING AND COMMISSIONING
Identification
0P | Identification plates, labels and the like; as Engineer's specification |  | Item
Testing
| Flush out of new pipework |  | Item
| Pressure testing of new pipework |  | Item
0G | Power flushing |  | Item
Commissioning and system validation
0F | Testing and commissioning as detailed in Engineer's specification |  | Item
| Allow for installing corrosion inhibitor in the heating system once all works have been completed |  | Item
0M | Warranty requirements as detailed in Engineer's specification |  | Item
Operation and maintenance manuals
0H | Operating and maintenance manuals; manuals shall be available as specified in the Mechanical Specification |  | Item
Drawing preparation
0J | Working drawings |  | Item
0K | Co-ordination drawings |  | Item
0L | As-built drawings |  | Item
General Builder's Work
0N | Marking out and supervision of all Builder's Work |  | Item
0N | fire stopping; the Contractor shall identify openings where fire stopping is required, to complete building in around containment trays and conduits, which fire stopping shall be certified by specialists |  | item
(57) VENTILATION SERVICES
NOTES
| Wherever products are specified by proprietary name and the phrase or equivalent is not included, it is to be deemed included |  | noidn
| The Tenderer's attention is drawn to the "Works Requirements within Volume A" attached, from which this element has been prepared |  | noidn
| For detailed description of workmanship see Mechanical & Electrical Engineer's Drawings / Specification |  | noidn
| Notwithstanding the provisions of the Agreed Rules of Measurement (ARM5), the items listed below have not been measured in accordance with ARM5. |  | noidn
| The Contractor shall allow for the full and complete provision of the works associated with these items, including all labour, materials, equipment, cabling, containment, accessories, testing and commissioning, as required by the Contract Drawings and Services Engineers Specification. No adjustment to the Contract Sum shall be made on the basis that such items have not been measured in accordance with ARM5. |  | noidn
| The Contractor shall note that notwithstanding the quantities included in this Bill of Quantities, the tendered sum shall be deemed to include for the full and complete execution of the works as described in the Services Engineers Specifications, Drawings and Schedules. |  | noidn
| The Contractor shall ensure that all plant, equipment, fixtures, ductwork, pipework, valves, dampers, controls, insulation, supports, builders work interfaces and ancillary items, whether specifically quantified or not, are fully allowed for in order to deliver a complete, coordinated and fully functioning mechanical services installation. The Contractor shall not be entitled to additional payment for any item omitted from the BoQ quantities where such item is clearly required by the drawings and/or specifications. |  | noidn
Information generally
| 1. It is brought to the Contractors attention that the proposed alterations to the extension and as such particular attention should be paid to the requirement for concealed pipework and recessed radiators together with any other requirements for an SEN Unit as detailed in the Mechanical & Electrical Engineer's Drawings / Specifications and as demanded by the requirements of a typical SEN unit. |  | noidn
| 2. Allow for bringing and removal on completions all plant required for this element of work |  | noidn
| 3. Contractor to include in his tender sum for all general and special attendances required on his mechanical sub-contractor |  | noidn
GENERAL/SPECIAL ATTENDANCE
Notes
0P | This Element includes the following scope of works: Mechanical services (supply and extract ventilation systems). |  | noidn
0A | Fire dampers/fire collars are to be provided on all ducts where penetrations of fire barriers occur. The contractor must include for this requirement in their rates. |  | noidn
0B | All ductwork and grill boxes connected to fan ventilation units are to be fully insulated with foil backed Class O fire rated insulation; this is deemed to be included. |  | noidn
0C | All ductwork must be installed in accordance with DW144. |  | noidn
Preliminary Particulars
0B | The Contractor shall include here for all items deemed necessary relating to this Element of the Works as contained in the Service Engineers Drawing 19-052 57(M001) - T1 to 19-052 57(M006) - T1 and specifications, schematics and associated equipment schedules |  | item
General/Special Attendances
| The Contractor is to liaise directly with the Mechanical Specialist with regards to the provision of all attendances required for the mechanical installation; no claims will be entertained in respect of omissions or oversights on behalf of either party. Any general / special attendances listed below are for guidance purposes only. |  | noidn
108B | ^^^^provide lightweight aluminium mobile scaffolds complete with floors, ladder and handrails, for the installation of new services at high level as per the relevant drawings |  | Item
108C | ^^^^provide for hoisting of all plant as necessary |  | Item
108D | ^^^^provide for storing all plant as necessary |  | Item
108E | ^^^^provide for storing all material as necessary |  | Item
MECHANICAL INSTALATION
VENTILATION SERVICES
GENERAL
Supply, install and commission of Ventilation Systems in accordance with the General & Particular Mechanical Specification.
0E | supply, install, commission and test of mechanical ventilation systems; shall be installed in accordance with BS 5656 |  | item
PRIMARY EQUIPMENT
In-line mounted extract fans shall be extremely quiet. fan casing manufactured in plastic material and fitted with rubber seals on the inlet and outlet to absorb vibrations. fan shall have a body that can be removed without dismantling the adjacent ducting
| TD5100/200 silent ecowattt, 450m3/hr@100pa 0.2W/L/sec in-line duct mounted extract fan. controlled by remote PIR sensor as CPFL-S c/w 15min overrun timer |  | Nr
| TD500/150 silent ecowattt, 300m3/hr@100pa 0.2W/L/sec in-line duct mounted extract fan. controlled by remote PIR sensor as CPFL-S c/w 15min overrun timer |  | Nr
Recessed extract air grill, grill recessed into the suspended ceiling
| 160mm diameter disc valve as KSU exhaust valve. grilles shall have RAL 9010 colour finish. samples of all grille/diffuser types to be provided on request. all grilles shall be manufactured from sheet metal with a stove enamelled finish |  | Nr
Recessed passive supply air grill, grill recessed into the suspended ceiling
| 200mm diameter disc valve as KI 125 supply valve. grilles shall have RAL 9010 colour finish. samples of all grille/diffuser types to be provided on request. all grilles shall be manufactured from sheet metal with a enamelled white finish. the outer body is fitted with a gasket to form an airtight seal with the mounting ring |  | Nr
Heat recovery unit that shall be semi-recessed installed in the ceiling void
| The contractor shall allow for supply, installation, testing and commissioning of all the heat recovery units as indicated on the drawings. this includes the heat recovery unit, associated controls, associated works, duct work, etc. Model ref KERS 50 heat recovery unit, or equivalent |  | Nr
External wall mounted louvre for stale air extract from the heat recovery unit; lourves shall have a metal aluminium finish, have stainless steel bird mesh and be suitable for external use. sample of all grille/diffuser types to be provided on request, all lourves shall be spray painted to a RAL colour to match he external cladding on the building, the grilles to be finishes with a polyester powder coating to RAL colour to match the external cladding on the building
| WL38 rectangular cast external lourve with 45 degree blade slope, 300mm diameter, overall size grill 345 x 345mm |  | Nr
External wall mounted louvre for fresh air supply to the heat recovery unit; lourves shall have a metal aluminium finish, have stainless steel bird mesh and be suitable for external use. sample of all grille/diffuser types to be provided on request, all lourves shall be spray painted to a RAL colour to match he external cladding on the building, the grilles to be finishes with a polyester powder coating to RAL colour to match the external cladding on the building
| WL38 rectangular cast external lourve with 45 degree blade slope, 300mm diameter, overall size grill 345 x 345mm |  | Nr
Extract fans
| Fan for cooker hood, roof mounted extract fan. 460m3/hr@250pa. systemair DVN 355BC roof fan, controlled by remote switch |  | Nr
Cooker hood
| A wall mounted stainless steel extract canopy c/w light, washable metal grease filter, duct, speed controller, lights, external grill & transition pieces as required shall be installed in the kitchen as indicated on the drawings. cooker extractor hood shall be as 600mm "milano" as supplied by vent axia, or equivalent |  | Nr
External wall mounted extract louvre; lourves shall have a metal aluminium finish, have stainless steel bird mesh and be suitable for external use. sample of all grille/diffuser types to be provided on request, all lourves shall be spray painted to a RAL colour to match he external cladding on the building, the grilles to be finishes with a polyester powder coating to RAL colour to match the external cladding on the building
| WL38 rectangular cast external lourve with 45 degree blade slope, 160mm diameter ductwork, overall size 257 x 257mm |  | Nr
External wall mounted passive louvres shall have a metal aluminium finish with steel bird mesh, be suitable for external use. samples of all air grille/diffuser types to be provided on request. all louvres shall be spray painted to a RAL colour to match the external cladding on the building. the grilles shall be finished with a polyester powder coated to match external cladding on the building
| WL38 rectangualr cast external louvre with 45 degree blade slope, 150mm diameter ductwork, overall size 257 x 257mm |  | Nr
| WL38 rectangular cast external louvre with 45 degree blade slope 200mm diameter ductwork, overall size 307 x 307mm |  | Nr
Ceiling mounted remote PIR sensor for control of extract fan for the toilets
| All fans for the toilets shall be controlled by a remote PIR sensor. the PIR sensor shall be sensitive to infared radiation emitted by bodies in movement, with a 360 degree angle as CPFL-S |  | Nr
Volume control balancing damper shall be manufactured from aluminium and shall be complete with spigot connections as required. balancing dampers shall be opposed blade type balancing dampers shall include a device for positioning and locking the damper blades. the positions of all manual dampers, as set after final regulation, shall be indelibly marked at the adjusting devices. standard volume control dampers for rectangular ductwork shall be "HVC-NCA series 900 (model b) for rectangular duct (or equivalent) supplied by lindab, or equivalent
| Standard volume control dampers for rectangular ductwork shall be "HVC-NCA series 900 (model b) for rectangular duct or (model c) for circular duct (or equivalent) supplied by lindab, or equivalent. |  | Nr
External wall mounted heat recovery louvre
Nr
Heat Recovery Unit;The contractor shall allow for supply, installation, testing and commissioning of all the heat recovery units as indicated on the drawings. this includes the heat recovery unit, associated controls, associated works, duct work, etc. Model ref KERS 50 heat recovery unit, or equivalent
| Max air flow speed of 50mc/hr, air exchange of 25mc/hr. heat recovery efficiency of 97% noise level at max speed 30db and 11db from 3m away. working range of -20/50 degrees. |  | Nr
Fire Damper;The contractor shall supply and fit fire dampers on ductwork as indicated on the drawings. all new "ES" rated fire dampers as indicated on the drawings to have a fire rating of 120 minutes. The "ES" rated fire damper must leak no more than 200m3/hr/m2 at any point during the fire test. this also applies to the largest and smallest size damper to be offered for sale at ambient temperature for the ES criteria to be applicable
| 100mm diameter fusible link fire damper c/w HVAC frame |  | Nr
| 200mm diameter fusible link fire damper c/w HVAC frame |  | Nr
Classroom semi-recessed heat recovery unit;The contractor shall allow for supply, installation, testing and commissioning of all the heat recovery units as indicated on the drawings. this includes the heat recovery unit, associated controls, associated works, duct work, etc. Sense SNH 1000-H-OE1
| Nominal air flow 1000m3/hr at a frequency of 50 hz. 230V heat recovery unit; horizontal |  | Nr
DUCTWORK
| 300mm Dia. duct for fresh air supply to the heat recovery unit shall be installed at H/L in the ceiling void and shall discharge through the external wall ductwork shall be installed |  | m
| 300mm Dia. duct for stale air return from the heat recovery unit shall be installed at H/L in the ceiling void and shall discharge through the external wall. ductwork shall be insulated |  | m
| 160mm Dia. extract duct exiting the building at high level at approximately 3500mm (to centre of duct) above finished floor level. the duct shall be terminated into a wall mounted extrat louvre. duct shall be installed at H/L in the ceiling void and shall discharge through the external wall at H/L as indicated |  | m
| 110mm Dia. supply/extract duct exiting the building at high level from the new wall mounted heat recovery unit. size of external grill shall match size of duct. duct shall be installed at H/L and shall discharge through the external wall as indicated |  | m
| 200mm Dia. passive duct exiting the building at high level at approximately 3500mm (to centre of the duct) above finished floor level. the duct shall be terminated into a wall mounted passive louvre, duct shall be installed at H/L in the ceiling void and shall discharge through the external wall at H/L as indicated |  | m
DUCTWORK, FITTINGS AND ANCILLARIES
Distribution system; galvanised steel; installed in accordance with Mechanical Drawings and Specification
0A | 300mm Dia. duct for fresh air supply to the heat recovery unit shall be installed at H/L in the ceiling void; bends |  | Nr
| 300mm Dia. duct for stale air return from the heat recovery unit shall be installed at H/L in the ceiling void; bends |  | Nr
0Q | 160mm Dia. extract duct exiting the building at high level at approximately 3500mm (to centre of duct) above finished floor level. the duct shall be terminated into a wall mounted extrat louvre. duct shall be installed at H/L in the ceiling void; bends |  | Nr
| 100mm Dia. extract duct exiting the building at high level at approximately 3500mm (to centre of the duct) above finished floor level. the duct shall be terminated into a wall mounted extract louvre. duct shall be installed at H/L in the ceiling void; bends |  | Nr
0X | 200mm Dia. passive duct exiting the building at high level at approximately 3500mm (to centre of the duct) above finished floor level. the duct shall be terminated into a wall mounted passive louvre, duct shall be installed at H/L in the ceiling void; bends |  | Nr
Labelling and identification
| All items of equipment such as heat recovery units, fans, dampers, etc. whatsoever, supplied and fitted by the Contractor under this section of the contract shall be provided with labels of approximate size 150 mm x 80 mm x 1.63 mm s.w.g. In general, all labels on equipment shall be engraved on rigid plastic plates and secured to the item of equipment by means of screws; all in accordance with Services Engineers Drawings and Specifications |  | Item
INSULATION
Insulation; in accordance with the Service Engineers Specification
0E | pipework; generally |  | item
TESTING AND COMMISSIONING
Identification
0P | Identification plates, labels and the like; as Engineer's specification |  | Item
Testing
0F | Testing and commissioning as detailed in Engineer's specification |  | Item
Commissioning and system validation
| The Contractor shall employ a suitably qualified company to carry out the commissioning. This shall include flow rates for each grill and the balancing of the dampers and fans to achieve the required flow rate in each room as indicated on the drawings. |  | Item
0G | Commissioning report confirming the actual flow rate of each gill to the design flow rate and the reason for any discrepancies |  | Item
0M | Warranty requirements as detailed in Engineer's specification |  | Item
Operation and maintenance manuals
0H | Operating and maintenance manuals; manuals shall be available as specified in the Mechanical Specification |  | Item
Drawing preparation
0J | Working drawings |  | Item
0K | Co-ordination drawings |  | Item
0L | As-built drawings |  | Item
General Builder's Work
0N | Marking out and supervision of all Builder's Work |  | Item
0N | fire stopping; the Contractor shall identify openings where fire stopping is required, to complete building in around containment trays and conduits, which fire stopping shall be certified by specialists |  | item
(58) PROTECTIVE SERVICES
NOTES
| Wherever products are specified by proprietary name and the phrase or equivalent is not included, it is to be deemed included |  | noidn
| The Tenderer's attention is drawn to the "Works Requirements within Volume A" attached, from which this element has been prepared |  | noidn
| For detailed description of workmanship see Mechanical & Electrical Engineer's Drawings / Specification |  | noidn
| Notwithstanding the provisions of the Agreed Rules of Measurement (ARM5), the items listed below have not been measured in accordance with ARM5. |  | noidn
| The Contractor shall allow for the full and complete provision of the works associated with these items, including all labour, materials, equipment, cabling, containment, accessories, testing and commissioning, as required by the Contract Drawings and Services Engineers Specification. No adjustment to the Contract Sum shall be made on the basis that such items have not been measured in accordance with ARM5. |  | noidn
| The Contractor shall note that notwithstanding the quantities included in this Bill of Quantities, the tendered sum shall be deemed to include for the full and complete execution of the works as described in the Services Engineers Specifications, Drawings and Schedules. |  | noidn
| The Contractor shall ensure that all plant, equipment, fixtures, ductwork, pipework, valves, dampers, controls, insulation, supports, builders work interfaces and ancillary items, whether specifically quantified or not, are fully allowed for in order to deliver a complete, coordinated and fully functioning mechanical services installation. The Contractor shall not be entitled to additional payment for any item omitted from the BoQ quantities where such item is clearly required by the drawings and/or specifications. |  | noidn
Information generally
| 1. It is brought to the Contractors attention that the proposed alterations to the extension and as such particular attention should be paid to the requirement for concealed pipework and recessed radiators together with any other requirements for an SEN Unit as detailed in the Mechanical & Electrical Engineer's Drawings / Specifications and as demanded by the requirements of a typical SEN unit. |  | noidn
| 2. Allow for bringing and removal on completions all plant required for this element of work |  | noidn
| 3. Contractor to include in his tender sum for all general and special attendances required on his mechanical sub-contractor |  | noidn
GENERAL/SPECIAL ATTENDANCE
Notes
0Q | This Element includes the following scope of works: Mechanical services (protective & fire safety equipment). |  | Note
Preliminary Particulars
0R | The Contractor shall include here for all items deemed necessary relating to this Element of the Works as contained in the Service Engineers Drawing Nr's.19-052 53(M001) - T1 to 19-052 53(M006) - T1, specification, schematics and associated equipment schedules |  | item
General/Special Attendances
| The Contractor is to liaise directly with the Mechanical Specialist with regards to the provision of all attendances required for the mechanical installation; no claims will be entertained in respect of omissions or oversights on behalf of either party. Any general / special attendances listed below are for guidance purposes only. |  | noidn
108B | ^^^^provide lightweight aluminium mobile scaffolds complete with floors, ladder and handrails, for the installation of new services at high level as per the relevant drawings |  | Item
108C | ^^^^provide for hoisting of all plant as necessary |  | Item
108D | ^^^^provide for storing all plant as necessary |  | Item
108E | ^^^^provide for storing all material as necessary |  | Item
FITTINGS
FITTINGS EQUIPMENT AND FURNITURE
GENERAL
System; supply and install the following Fire Fighting Equipment; as detailed in Service Engineer's Mechanical specification
0A | supply, install, commission and test of fire safety & protective services equipment to IS EN 3-7 and IS 291 |  | item
Fire Equipment
Fire Equipment; MSC fire or equivalent; complete with all signage, housing, fixings and brackets
0B | Portable fire extinguisher foam (6 litre) |  | nr
0C | Portable fire extinguisher carbon dioxide (2KG) |  | nr
0D | Fire blanket |  | nr
TESTING AND COMMISSIONING
Identification
0M | identification plates, labels and the like; as Engineer's specification |  | item
Testing
0E | testing and commissioning as detailed in Engineer's specification |  | item
Commissioning and system validation
0K | warranty requirements as detailed in Engineer's specification |  | item
Operation and maintenance manuals
0F | operating and maintenance manuals; manuals shall be available as specified in the Mechanical Specification |  | item
Drawing preparation
0G | working drawings |  | item
0H | co-ordination drawings |  | item
0J | as-built drawings |  | item
General Builder's Work
0L | marking out and supervision of all Builder's Work |  | item
0N | fire stopping; the Contractor shall identify openings where fire stopping is required, to complete building in around containment trays and conduits, which fire stopping shall be certified by specialists |  | item
(59) COMMISSIONING, INSTRUCTION TO CLIENT AND HANDOVER MECHANICAL INSTALLATIONS
NOTES
| Wherever products are specified by proprietary name and the phrase or equivalent is not included, it is to be deemed included |  | noidn
| The Tenderer's attention is drawn to the "Works Requirements within Volume A" attached, from which this element has been prepared |  | noidn
| For detailed description of workmanship see Mechanical & Electrical Engineer's Drawings / Specification |  | noidn
| Notwithstanding the provisions of the Agreed Rules of Measurement (ARM5), the items listed below have not been measured in accordance with ARM5. |  | noidn
| The Contractor shall allow for the full and complete provision of the works associated with these items, including all labour, materials, equipment, cabling, containment, accessories, testing and commissioning, as required by the Contract Drawings and Services Engineers Specification. No adjustment to the Contract Sum shall be made on the basis that such items have not been measured in accordance with ARM5. |  | noidn
| The Contractor shall note that notwithstanding the quantities included in this Bill of Quantities, the tendered sum shall be deemed to include for the full and complete execution of the works as described in the Services Engineers Specifications, Drawings and Schedules. |  | noidn
| The Contractor shall ensure that all plant, equipment, fixtures, ductwork, pipework, valves, dampers, controls, insulation, supports, builders work interfaces and ancillary items, whether specifically quantified or not, are fully allowed for in order to deliver a complete, coordinated and fully functioning mechanical services installation. The Contractor shall not be entitled to additional payment for any item omitted from the BoQ quantities where such item is clearly required by the drawings and/or specifications. |  | noidn
Information generally
| 1. It is brought to the Contractors attention that the proposed alterations to the extension and as such particular attention should be paid to the requirement for concealed pipework and recessed radiators together with any other requirements for an SEN Unit as detailed in the Mechanical & Electrical Engineer's Drawings / Specifications and as demanded by the requirements of a typical SEN unit. |  | noidn
| 2. Allow for bringing and removal on completions all plant required for this element of work |  | noidn
| 3. Contractor to include in his tender sum for all general and special attendances required on his mechanical sub-contractor |  | noidn
MECHANICAL INSTALATIONS
Testing & Commissioning of Mechanical Systems
| Testing, balancing and commissioning of all mechanical services installations, including heating, ventilation, water services and associated controls; complete system testing to demonstrate full compliance with specification and design intent |  | Item
| Commissioning of LPHW heating systems, including pipework, pumps, valves and heat emitters, complete with witnessing and provision of commissioning records |  | Item
| Commissioning of ventilation systems, including extract, supply and heat recovery systems, complete with air‑flow measurements, balancing and commissioning reports confirming design flow rates |  | Item
| Testing and commissioning of water services installations, including pressure testing, disinfection, flushing and functional verification as specified |  | Item
| Attendance at witness testing by the Employer’s Representative and provision of all required test certificates and commissioning documentation |  | Item
Operation & Maintenance Manuals and Handover
| Preparation and submission of Operation & Maintenance (O&M) Manuals for all mechanical services installations, complete with manufacturers’ data sheets, test certificates, commissioning records and maintenance instructions |  | Item
| Provision of as‑installed system descriptions, control philosophies and recommended maintenance schedules within O&M manuals |  | Item
| Provision of training and demonstration to the Client’s representatives on the correct operation of installed mechanical services systems |  | Item
| Final handover of mechanical services installations, including delivery of O&M manuals, certificates, commissioning reports and confirmation of satisfactory system operation |  | Item
**BUILDING SERVICES INSTALLATION (MAINLY ELECTRICAL)**
(61) ELECTRICAL SUPPLY AND MAIN DISTRIBUTION
NOTES
| Wherever products are specified by proprietary name and the phrase or equivalent is not included, it is to be deemed included |  | noidn
| The Tenderer's attention is drawn to the "Works Requirements within Volume A" attached, from which this element has been prepared |  | noidn
| For detailed description of workmanship see Mechanical & Electrical Engineer's Drawings / Specification |  | noidn
| Notwithstanding the provisions of the Agreed Rules of Measurement (ARM5), the items listed below have not been measured in accordance with ARM5. |  | noidn
| The Contractor shall allow for the full and complete provision of the works associated with these items, including all labour, materials, equipment, cabling, containment, accessories, testing and commissioning, as required by the Contract Drawings and Services Engineers Specification. No adjustment to the Contract Sum shall be made on the basis that such items have not been measured in accordance with ARM5. |  | noidn
| The Contractor shall note that notwithstanding the quantities included in this Bill of Quantities, the tendered sum shall be deemed to include for the full and complete execution of the works as described in the Services Engineers Specifications, Drawings and Schedules. |  | noidn
| The Contractor shall ensure that all equipment, fittings, lighting controls, sensors, switches, cabling, containment systems, wiring accessories, supports and ancillary items, builders work interfaces, whether specifically quantified or not, are fully allowed for in order to deliver a complete, coordinated and fully functioning electrical services installation. The Contractor shall not be entitled to additional payment for any item omitted from the BoQ quantities where such item is clearly required by the drawings and/or specifications. |  | noidn
Information generally
| 1. It is brought to the Contractors attention that the proposed alterations to the extension and as such particular attention should be paid to the requirement for concealed pipework and recessed radiators together with any other requirements for an SEN Unit as detailed in the Mechanical & Electrical Engineer's Drawings / Specifications and as demanded by the requirements of a typical SEN unit. |  | noidn
| 2. Allow for bringing and removal on completions all plant required for this element of work |  | noidn
| 3. Contractor to include in his tender sum for all general and special attendances required on his mechanical sub-contractor |  | noidn
GENERAL/SPECIAL ATTENDANCE
Notes
0K | This Element includes the following scope of works: Electrical services in Supply and Main Distribution |  | Note
Preliminary Particulars
0L | The Contractor shall include here for all items deemed necessary relating to this Element of the Works as contained in the Service Engineers Drawing Nr's.19-052 62(E001) - T1 to 19-052 62(E005) - T1, specification, schematics and associated equipment schedules |  | item
General/Special Attendances
| The Contractor is to liaise directly with the Electrical Specialist with regards to the provision of all attendances required for the mechanical installation; no claims will be entertained in respect of omissions or oversights on behalf of either party. Any general / special attendances listed below are for guidance purposes only. |  | noidn
108B | ^^^^provide lightweight aluminium mobile scaffolds complete with floors, ladder and handrails, for the installation of new services at high level as per the relevant drawings |  | Item
108C | ^^^^provide for hoisting of all plant as necessary |  | Item
108D | ^^^^provide for storing all plant as necessary |  | Item
108E | ^^^^provide for storing all material as necessary |  | Item
LV INSTALLATIONS
GENERAL
System; supply, install and commission of LV Electrical Centre and Main Distribution installation, including all switchgear, distribution boards, enclosures, breakers, fuses, glands, switches, meters, transformers, indicators, supports, fixings, hangers, grounds, busbar, loops, casings, plating, isolators and surge protection; including all associated unistrut support framework, bracketing, supports, secondary steelwork, earthing, tags, accessories, etc as required in accordance with the Electrical Drawings 19-052 62(E001) - T1 to 19-052 62(E005) - T1
0F | supply, install, test and commission of Power Distribution system; complete |  | item
| The Electrical Contractor shall allow for the supply and installation of a new sub distribution board (NSDB-01) |  | Nr
PRIMARY EQUIPMENT
Equipment; including all MCB's, RCBO's, contactors, surge arrestors, cable end boxes, interconnections, fuses, traffolyte designation labels and all other items required to complete
| Supply and install, connect, test and commission sub distribution electrical board (SDB-01) |  | Item
| Supply and install, connect, test and commission sub distribution electrical board (SDB-02) |  | Item
Accessories associated with terminal equipment; supply and install accessories, all as per Engineer's Drawings and the Electrical Specification.
0F | MCB's |  | item
0G | MCCB's |  | item
0H | RCBO circuit breakers |  | item
0J | circuit breakers |  | item
0K | tap off units |  | item
0L | fuse tp's |  | item
0M | switch fuse sp's |  | item
0N | 3-phase ESB CT meter |  | item
0P | surge protection |  | item
0Q | generation meters |  | item
0R | ac isolators |  | item
0S | isolator switches |  | item
0T | multi function meters; RS485 modbus metering interface with BMS |  | item
0U | Include here for any other accessories not expressly listed above but required to complete the works |  | item
Accessories associated with electronic surge protection; supply and install accessories, all as per Engineer's Drawings and the Electrical Specification.
| TP & N incomer on the new Sub Electrical Distribution Board (SDB.01) - (Type 2 combined lightning & SPD). |  | item
| TP & N incomer on all the new Sub-Distribution Board (Type 2 combined lightning & SPD). |  | item
| SP & N incomer on the new Fire Alarm Panel – (Type 2 combined lightning & SPD). |  | item
| SP & N incomer on the PV Panel supply – (Type 2 combined lightning & SPD). |  | item
Accessories associated with electrical check meters; supply and install accessories, all as per Engineer's Drawings and the Electrical Specification.
| Supply and install electricity check meter shall be installed in the new sub electrical boards as indicated on the drawings; PowerLogic PM5000 series , or equivalent; check meter shall be interfaced to the Buildings Management System; all in accordance with the Service Engineers Drawings and Specification |  | Item
Supply and install all necessary cabling including all control cabling including isolators, mccb, terminations, testing, monitoring etc. all strictly in accordance with the Service Engineers Drawings and Specification
LV Installations Cabling
0V | LV installations cabling |  | item
Final circuits (including points terminations) supply and installation of the following LV services; including all wiring, concealed conduits, back boxes, glanding, terminating, earthing, bonding and the like etc. as required, all as per Engineer's drawings and the Electrical Specification.
0G | circuits to all LV power distribution boards and fittings |  | item
TESTING AND COMMISSIONING
Identification
0M | identification plates, labels and the like; as Engineer's specification |  | item
Testing
0E | testing and commissioning as detailed in Engineer's specification |  | item
Commissioning and system validation
0K | commissioning as detailed in Engineer's specification |  | item
0K | warranty requirements as detailed in Engineer's specification |  | item
Operation and maintenance manuals
0F | operating and maintenance manuals; manuals shall be available as specified in the Electrical Specification |  | item
Drawing preparation
0G | working drawings |  | item
0H | co-ordination drawings |  | item
0J | as-built drawings |  | item
General Builder's Work
0L | marking out and supervision of all Builder's Work |  | item
0N | fire stopping; the Contractor shall identify openings where fire stopping is required, to complete building in around containment trays and conduits, which fire stopping shall be certified by specialists |  | item
(62) POWER
NOTES
| Wherever products are specified by proprietary name and the phrase or equivalent is not included, it is to be deemed included |  | noidn
| The Tenderer's attention is drawn to the "Works Requirements within Volume A" attached, from which this element has been prepared |  | noidn
| For detailed description of workmanship see Mechanical & Electrical Engineer's Drawings / Specification |  | noidn
| Notwithstanding the provisions of the Agreed Rules of Measurement (ARM5), the items listed below have not been measured in accordance with ARM5. |  | noidn
| The Contractor shall allow for the full and complete provision of the works associated with these items, including all labour, materials, equipment, cabling, containment, accessories, testing and commissioning, as required by the Contract Drawings and Services Engineers Specification. No adjustment to the Contract Sum shall be made on the basis that such items have not been measured in accordance with ARM5. |  | noidn
| The Contractor shall note that notwithstanding the quantities included in this Bill of Quantities, the tendered sum shall be deemed to include for the full and complete execution of the works as described in the Services Engineers Specifications, Drawings and Schedules. |  | noidn
| The Contractor shall ensure that all equipment, fittings, lighting controls, sensors, switches, cabling, containment systems, wiring accessories, supports and ancillary items, builders work interfaces, whether specifically quantified or not, are fully allowed for in order to deliver a complete, coordinated and fully functioning electrical services installation. The Contractor shall not be entitled to additional payment for any item omitted from the BoQ quantities where such item is clearly required by the drawings and/or specifications. |  | noidn
Information generally
| 1. It is brought to the Contractors attention that the proposed alterations to the extension and as such particular attention should be paid to the requirement for concealed pipework and recessed radiators together with any other requirements for an SEN Unit as detailed in the Mechanical & Electrical Engineer's Drawings / Specifications and as demanded by the requirements of a typical SEN unit. |  | noidn
| 2. Allow for bringing and removal on completions all plant required for this element of work |  | noidn
| 3. Contractor to include in his tender sum for all general and special attendances required on his mechanical sub-contractor |  | noidn
GENERAL/SPECIAL ATTENDANCE
Notes
0K | This Element includes the following scope of works: Electrical services in Power Distribution Services; which includes General and small power installations; Earthing installations, PV installations and EV Charger Installations. |  | Note
Preliminary Particulars
0L | The Contractor shall include here for all items deemed necessary relating to this Element of the Works as contained in the Service Engineers Drawing Nr's.19-052 62(E001) - T1 to 19-052 62(E005) - T1, specification, schematics and associated equipment schedules |  | item
General/Special Attendances
| The Contractor is to liaise directly with the Electrical Specialist with regards to the provision of all attendances required for the mechanical installation; no claims will be entertained in respect of omissions or oversights on behalf of either party. Any general / special attendances listed below are for guidance purposes only. |  | noidn
108B | ^^^^provide lightweight aluminium mobile scaffolds complete with floors, ladder and handrails, for the installation of new services at high level as per the relevant drawings |  | Item
108C | ^^^^provide for hoisting of all plant as necessary |  | Item
108D | ^^^^provide for storing all plant as necessary |  | Item
108E | ^^^^provide for storing all material as necessary |  | Item
ELECTRICAL INSTALATIONS
GENERAL SERVICES AND SMALL POWER INSTALLATIONS
GENERAL
System; supply, install and commission of Power installation in accordance with the Electrical Specification and Drawing 19-052 62(E001) - T1 to 19-052 62(E005) - T1
0M | supply, install, test and commission of general services and small power installations; complete; as per Electrical Services Drawings and Specification |  | item
PRIMARY EQUIPMENT
Fittings; Socket Outlets; supply and install all as per Engineer's drawings and the Electrical Specification.
0N | Twin 13A switched socket outlet |  | Nr
| Below counter twin socket with over counter double pole isolation switch C/W neon indicator for isolation |  | Nr
Fittings; Isolators & Switches; supply and install all as per Engineer's drawings and the Electrical Specification.
0D | Double pole isolating switch for isolating the power to the double socket at high level on the dado trunking |  | Nr
0E | Single-phale isolator |  | Nr
Fittings; Spurs and Local Supplies; supply and install all as per Engineer's drawings and the Electrical Specification.
0F | Single 13a switched spur outlet for cctv |  | Nr
| Single 13a switched spur outlet for door access system |  | Nr
| Single 13a switched spur outlet for extract fans |  | Nr
| Single 13 a unswitched spur outlet for the power supply to the fire alarm repeated panel. spur outlet installed at approximately 1400mm A.F.F.L |  | Nr
| Single 40a unswitched spur outlet for the electricity shower. spur outlet installed at approximately 2600mm A.F.F.L |  | Nr
| Single 32a unswitched spur outlet for the electric fire shutter installation |  | Nr
| Single 13a switched spur outlet for heat recovery unit |  | Nr
| Single 13a switched spur outlet for the hot water boiler |  | Nr
| Single 25a switched spur outlet for the classroom heat recovery unit |  | Nr
| Single 13a unswitched spur outlet installed at high level in the ceiling void for power supply to the emergency call system for the disabled toilet. mounting height to be confirmed on site. |  | Nr
| 12-gang wall mounted control panel for sockets/spurs in sensory room |  | Nr
Fittings; Mechanical / Services Power & Controls; supply and install all as per Engineer's drawings and the Electrical Specification.
| The Electrical Contractor shall allow for the wiring of extract fans for the toilets and office as indicated on the drawings, which shall be supplied and fitted by the Mechanical Contractor. |  | Item
0D | Remote PIR control for the extract fan |  | Nr
0E | Wall mounted room stat |  | Nr
Fittings; Specialist Plates & AV Provisions; supply and install all as per Engineer's drawings and the Electrical Specification.
| The Electrical Contractor shall allow for installing Projector Audio Faceplates (PAF’s) for the installation of the data projector in each classroom as indicated on the drawings. |  | Item
0R | Projector audio faceplate 1 (high level PAF1) |  | Nr
0A | Projector audio faceplate 2 ( teachers desk PAF2) |  | Nr
Fittings; Controls & Sensors ; supply and install all as per Engineer's drawings and the Electrical Specification.
0K | Supply and install CO₂ monitor with LED display to all teaching spaces; mounting height to be agreed on site; Honeywell ‘IAQPoint2Touch’, or equivalent (Ref. CO₂) |  | Nr
Fittings; Data, Communications & AV; supply and install all as per Engineer's drawings and the Electrical Specification.
| Data Projector Isolation Switch; K370 WHI, or equivalent; 13amp fuse with fuse holder; for future power supply to the data projector (which shall be installed by others). |  | Item
0M | Cat 6a for data |  | Nr
0N | Cat 6a for door access |  | Nr
0P | Cat 6a outlet for cctv cameras |  | Nr
0Q | Wireless access network point (wifi point) point shall be wired in cat 6a cable |  | Nr
Attendances to the mechanical installation
Motor Control Centre (MCC)
| The contractor shall modify the existing MCC Controls panel and bms graphics to include for the new LPHW heating pump. |  | Item
Pumps
| The Electrical Contractor shall allow for all power supplies to the boiler which shall be a 230volt 13amp fused spur. Allow for connecting the power supply to each pump set. Final location of spur to be confirmed with the Mechanical Contractor. |  | Item
Power Wiring
| Wiring, unless stated otherwise, shall be carried out in 2-core 4mm sq. PVC cables plus earth. All wiring to control devices shall be carried out in Beldon 9534 4-core screened cable (or equivalent). |  | Item
Attendances to the heat recovery units
| The Contractor shall allow for the electrical attendances to each heat recovery system; Each heat recovery unit shall be installed in the ceiling void or wall mounted in the location as indicated on the drawings. See drawings for quantities and locations; 230V single phase power supply via a 13-amp fused spur outlet to each heat recovery unit. The fused 13-amp spur outlet shall be located as indicated on the drawing. Final location of fused spur outlet to be confirmed with the heat recovery unit installer; all as per Engineer's drawings and the Electrical Specification. |  | Item
Attendances to the two-port valves and local room stats
The Contractor shall include for the following electrical attendances to each 2port valve and thermostat arrangement in the rooms as indicated (see drawings for quantities)
| 230V power supply via a 13 amp unswitched spur for the 2-port valve which shall be installed in the store room at low level alongside the heating manifold. Final location of spur to be confirmed with the system installer |  | Item
| 2-core 1.5mm2 cable from the wall mounted thermostat to the 2-port valve at low level in the store. |  | Item
| Wiring installed in steel conduit from the 2-port valve to the thermostat. Include for all necessary cable containment. |  | Item
| Wiring shall be taken from the new electrical board in the building which are indicated on the drawings. |  | Item
Multi-Sensory room
| Allow for installing and wiring the number of spurs for this room as indicated back to a wall mounted 12-gang switch grid/panel. The grid shall be from the MK Albany Plus range and shall be finished in stainless steel. Wiring shall be carried out in 2.5mm sq. from each socket back to the 12-gang grid; all as per Engineer's drawings and the Electrical Specification. |  | Item
Earthing and bonding
| earthing and bonding |  | Item
General Services & Small Power Cabling
0P | General Services Cabling |  | item
0Q | Small Power Cabling |  | item
Final circuits (including points terminations) supply and installation of the following general services and small power; including all wiring, concealed conduits, back boxes, glanding, terminating, earthing, bonding and the like etc. as required, all as per Engineer's drawings and the Electrical Specification.
0G | circuits to all general services and small power fittings |  | item
TESTING AND COMMISSIONING
Identification
0M | identification plates, labels and the like; as Engineer's specification |  | item
Testing
0E | testing and commissioning as detailed in Engineer's specification |  | item
Commissioning and system validation
0K | commissioning as detailed in Engineer's specification |  | item
0K | warranty requirements as detailed in Engineer's specification |  | item
Operation and maintenance manuals
0F | operating and maintenance manuals; manuals shall be available as specified in the Electrical Specification |  | item
Drawing preparation
0G | working drawings |  | item
0H | co-ordination drawings |  | item
0J | as-built drawings |  | item
General Builder's Work
0L | marking out and supervision of all Builder's Work |  | item
0N | fire stopping; the Contractor shall identify openings where fire stopping is required, to complete building in around containment trays and conduits, which fire stopping shall be certified by specialists |  | item
(63) LIGHTING
NOTES
| Wherever products are specified by proprietary name and the phrase or equivalent is not included, it is to be deemed included |  | noidn
| The Tenderer's attention is drawn to the "Works Requirements within Volume A" attached, from which this element has been prepared |  | noidn
| For detailed description of workmanship see Mechanical & Electrical Engineer's Drawings / Specification |  | noidn
| Notwithstanding the provisions of the Agreed Rules of Measurement (ARM5), the items listed below have not been measured in accordance with ARM5. |  | noidn
| The Contractor shall allow for the full and complete provision of the works associated with these items, including all labour, materials, equipment, cabling, containment, accessories, testing and commissioning, as required by the Contract Drawings and Services Engineers Specification. No adjustment to the Contract Sum shall be made on the basis that such items have not been measured in accordance with ARM5. |  | noidn
| The Contractor shall note that notwithstanding the quantities included in this Bill of Quantities, the tendered sum shall be deemed to include for the full and complete execution of the works as described in the Services Engineers Specifications, Drawings and Schedules. |  | noidn
| The Contractor shall ensure that all equipment, fittings, lighting controls, sensors, switches, cabling, containment systems, wiring accessories, supports and ancillary items, builders work interfaces, whether specifically quantified or not, are fully allowed for in order to deliver a complete, coordinated and fully functioning electrical services installation. The Contractor shall not be entitled to additional payment for any item omitted from the BoQ quantities where such item is clearly required by the drawings and/or specifications. |  | noidn
Information generally
| 1. It is brought to the Contractors attention that the proposed alterations to the extension and as such particular attention should be paid to the requirement for concealed pipework and recessed radiators together with any other requirements for an SEN Unit as detailed in the Mechanical & Electrical Engineer's Drawings / Specifications and as demanded by the requirements of a typical SEN unit. |  | noidn
| 2. Allow for bringing and removal on completions all plant required for this element of work |  | noidn
| 3. Contractor to include in his tender sum for all general and special attendances required on his mechanical sub-contractor |  | noidn
GENERAL/SPECIAL ATTENDANCE
Notes
0K | This Element includes the following scope of works: Electrical services in Electrical Lighting |  | Note
Preliminary Particulars
0L | The Contractor shall include here for all items deemed necessary relating to this Element of the Works as contained in the Service Engineers Drawing Nr's.19-052 63(E001) - T1 to 19-052 63(E005) - T1, specification, schematics and associated equipment schedules |  | item
General/Special Attendances
| The Contractor is to liaise directly with the Electrical Specialist with regards to the provision of all attendances required for the mechanical installation; no claims will be entertained in respect of omissions or oversights on behalf of either party. Any general / special attendances listed below are for guidance purposes only. |  | noidn
108B | ^^^^provide lightweight aluminium mobile scaffolds complete with floors, ladder and handrails, for the installation of new services at high level as per the relevant drawings |  | Item
108C | ^^^^provide for hoisting of all plant as necessary |  | Item
108D | ^^^^provide for storing all plant as necessary |  | Item
108E | ^^^^provide for storing all material as necessary |  | Item
ELECTRICAL INSTALATIONS
LIGHTING AND EMERGENCY LIGHTING INSTALLATIONS
GENERAL
System; supply, install and commission of Lighting installation in accordance with Electrical Drawings and Specification
0B | supply, install, test and commission of internal and external lighting installations; complete; as per Electrical Services Drawings and Specification |  | item
0C | supply, install, test and commission of emergency lighting installations; complete; to IS3217:2013; as per Electrical Services Drawings and Specification |  | item
PRIMARY EQUIPMENT
Primary Equipment
Momentary (Push-To-Make) retractive light switches
| One-way "push to make" light switch |  | Nr
| Tow-way "push to make" light switch |  | Nr
Lighting Controls
0D | Ceiling mounted remote pir sensor for the lighting controls |  | Nr
| Standalone recessed daylight absence detector and daylight sensor |  | Nr
Fittings; supply and install lighting fittings, or equivalent, including all wiring, kilks, flexible cords, supports, steel conduit, labelling and the like all as specified in Electrical Drawings 19-052 63(E001) - T1 to 19-052 63(E005) - T1
0E | New 23.716W LED luminaire |  | Nr
0F | New 29.1W LED luminaire |  | Nr
| New 16W LED luminaire |  | Nr
| New 37W LED dimmable luminaire (1520mm) |  | Nr
| New IP66 25W external eyelid luminaire |  | Nr
Fittings; supply and install external lighting fittings, or equivalent, including all wiring, kilks, flexible cords, supports, steel conduit, labelling and the like all as specified in Electrical Drawing 19-052 63(E001) - T1 to 19-052 63(E005) - T1
0K | Emergency escape exit sign with directions |  | Nr
| Stand-alone "area version" LED emergency light fitting |  | Nr
Lighting & Emergency Lighting Cabling
0P | Lighting cabling |  | item
0Q | Emergency Lighting cabling |  | item
Final circuits (including points terminations) supply and installation of the following lighting and emergency lighting; including all wiring, concealed conduits, back boxes, glanding, terminating, earthing, bonding and the like etc required all as per Engineer's drawings and the Electrical Specification.
0G | circuits to all lighting fittings, detectors and switches |  | item
0H | circuits to all emergency lighting fittings, detectors and switches |  | item
| All new cables shall be supplied from the new electrical distribution board in the building. Quantity and locations as indicated on the drawings |  | item
TESTING AND COMMISSIONING
Identification
0M | identification plates, labels and the like; as Engineer's specification |  | item
Testing
0E | testing and commissioning as detailed in Engineer's specification |  | item
Commissioning and system validation
0K | commissioning as detailed in Engineer's specification |  | item
0K | warranty requirements as detailed in Engineer's specification |  | item
Operation and maintenance manuals
0F | operating and maintenance manuals; manuals shall be available as specified in the Electrical Specification |  | item
Drawing preparation
0G | working drawings |  | item
0H | co-ordination drawings |  | item
0J | as-built drawings |  | item
General Builder's Work
0L | marking out and supervision of all Builder's Work |  | item
0N | fire stopping; the Contractor shall identify openings where fire stopping is required, to complete building in around containment trays and conduits, which fire stopping shall be certified by specialists |  | item
(64) COMMUNICATION SYSTEMS
NOTES
| Wherever products are specified by proprietary name and the phrase or equivalent is not included, it is to be deemed included |  | noidn
| The Tenderer's attention is drawn to the "Works Requirements within Volume A" attached, from which this element has been prepared |  | noidn
| For detailed description of workmanship see Mechanical & Electrical Engineer's Drawings / Specification |  | noidn
| Notwithstanding the provisions of the Agreed Rules of Measurement (ARM5), the items listed below have not been measured in accordance with ARM5. |  | noidn
| The Contractor shall allow for the full and complete provision of the works associated with these items, including all labour, materials, equipment, cabling, containment, accessories, testing and commissioning, as required by the Contract Drawings and Services Engineers Specification. No adjustment to the Contract Sum shall be made on the basis that such items have not been measured in accordance with ARM5. |  | noidn
| The Contractor shall note that notwithstanding the quantities included in this Bill of Quantities, the tendered sum shall be deemed to include for the full and complete execution of the works as described in the Services Engineers Specifications, Drawings and Schedules. |  | noidn
| The Contractor shall ensure that all equipment, fittings, lighting controls, sensors, switches, cabling, containment systems, wiring accessories, supports and ancillary items, builders work interfaces, whether specifically quantified or not, are fully allowed for in order to deliver a complete, coordinated and fully functioning electrical services installation. The Contractor shall not be entitled to additional payment for any item omitted from the BoQ quantities where such item is clearly required by the drawings and/or specifications. |  | noidn
Information generally
| 1. It is brought to the Contractors attention that the proposed alterations to the extension and as such particular attention should be paid to the requirement for concealed pipework and recessed radiators together with any other requirements for an SEN Unit as detailed in the Mechanical & Electrical Engineer's Drawings / Specifications and as demanded by the requirements of a typical SEN unit. |  | noidn
| 2. Allow for bringing and removal on completions all plant required for this element of work |  | noidn
| 3. Contractor to include in his tender sum for all general and special attendances required on his mechanical sub-contractor |  | noidn
GENERAL/SPECIAL ATTENDANCE
Notes
0K | This Element includes the following scope of works: DATA & PA installations |  | Note
Preliminary Particulars
0L | The Contractor shall include here for all items deemed necessary relating to this Element of the Works as contained in the Service Engineers Drawing Nr's.19-052 62(E001) - T1 to 19-052 62(E005) - T1, specification, schematics and associated equipment schedules |  | item
General/Special Attendances
| The Contractor is to liaise directly with the Electrical Specialist with regards to the provision of all attendances required for the mechanical installation; no claims will be entertained in respect of omissions or oversights on behalf of either party. Any general / special attendances listed below are for guidance purposes only. |  | noidn
108B | ^^^^provide lightweight aluminium mobile scaffolds complete with floors, ladder and handrails, for the installation of new services at high level as per the relevant drawings |  | Item
108C | ^^^^provide for hoisting of all plant as necessary |  | Item
108D | ^^^^provide for storing all plant as necessary |  | Item
108E | ^^^^provide for storing all material as necessary |  | Item
DATA / I.T INSTALLATIONS
GENERAL
System; supply, install and commission of DATA/ I.T. installation in accordance with Services Drawing No's. 19-052 62(E001) - T1 to 19-052 62(E005) - T1 and Specification
0B | supply, install, test and commission of DATA/ I.T. installations; complete; including all structured cabling, RJ45 sockets, RJ45 patch panels and cabinets; as per Electrical Services Drawings and Specification |  | Item
| The new extension shall be provided with a new independent CAT 6A UTP structured computer wiring system as per the drawings. The system as described below shall be installed in accordance with ISO 11801 and EN 50173. All equipment provided shall be from the same manufacturer to ensure optimum performance. The installed system shall be certified by the specialist Contractor with a twenty-year performance and components warranty. |  | Item
| All structural wiring shall be terminated in the new intermediate data cabinet as identified on the electrical drawings. All wiring terminations shall be RJ45 presentation. All new IT and telephone points shall be wired back and connected to this new intermediate comms cabinet. Allow for punching down the data cables. |  | Item
| The entire installation shall be carried out by a data specialist Contractor. The specialist Contractor shall be fully trained and certified to install the specified product and fully authorised to issue a warranty certificate. |  | Item
| The data horizontal cabling shall consist of CAT 6A UTP (unshielded twisted pair) cable complying with EIA-TIA 568 up to and including 155 Mps. All cable runs on a system of cable trays/conduit to be supplied by the Electrical Contractor; as per Electrical Services Drawings and Specification |  | Item
| The data equipment shall be connected to RJ45 socket outlets via Category 6A device cables to EIA/TIA 568A, (SP 2840A), ISO IS 11801 and EN 50178 standards. Cables shall be terminated in RJ45 plugs and shall be 3m long; data outlets shall be supplied and fitted under this contract and shall be modular universals applications RJ45 type to EIA/TIA 568A, ISO IS 11801 and EN 50173 Category 6A; as per Electrical Services Drawings and Specification |  | Item
PRIMARY EQUIPMENT
Primary Equipment
0C | Intermediate Distribution Frame; to serve School Extension; including all structured cabling, spur outlets, PDU, RJ45 sockets, RJ45 patch panels and cabinets; all in accordance with Services Engineers Drawings and Specifications |  | nr
| Allow for the supply and installation of a wall mounted comms cabinet in the storeroom. All IT points required for the IT points, telephone points, etc. throughout the new ASD building shall be wired back to this cabinet in the storeroom; 18U wall mounted cabinet. Approximate dimensions of cabinet is 600mm wide x 390mm deep x 370mm high cabinet.; all in accordance with Services Engineers Drawings and Specifications |  | nr
Final circuits (including points terminations) supply and installation of the following data and I.T. services; including all wiring, concealed conduits, back boxes, glanding, terminating, earthing, bonding and the like etc required all as per Engineer's drawings and the Electrical Specification.
0B | circuits to all data / IT installations complete |  | item
TESTING AND COMMISSIONING
Identification
0M | identification plates, labels and the like; as Engineer's specification |  | item
Testing
0E | testing and commissioning as detailed in Engineer's specification |  | item
Commissioning and system validation
0K | commissioning as detailed in Engineer's specification |  | item
0K | warranty requirements as detailed in Engineer's specification |  | item
Operation and maintenance manuals
0F | operating and maintenance manuals; manuals shall be available as specified in the Electrical Specification |  | item
Drawing preparation
0G | working drawings |  | item
0H | co-ordination drawings |  | item
0J | as-built drawings |  | item
General Builder's Work
0L | marking out and supervision of all Builder's Work |  | item
0N | fire stopping; the Contractor shall identify openings where fire stopping is required, to complete building in around containment trays and conduits, which fire stopping shall be certified by specialists |  | item
PUBLIC ADDRESS INSTALLATIONS
GENERAL
System; supply, install and commission of Public Address installation in accordance with Services Drawing No's. 19-052 62(E001) - T1 to 19-052 62(E005) - T1 and Specification
0L | supply, install, test and commission of Public Address installations; complete; as per Electrical Services Drawings and Specification |  | Item
| Allow for the supply, installation, testing and commissioning of new public address devices to the existing PA system for the existing Girls School main school building and the existing Boys School main school building. The PA system shall be extended to cater for the new devices in the new Girls School extension and new Boys School extension; as per Electrical Services Drawings and Specification |  | Item
| Allow for the supply, installation, testing and commissioning of the new public address speakers for the new Girls School extension and new Boys School extension. All speakers as indicated on the drawing are to be linked back to the existing public address control panel in the Girls School main school building and Boys School main school building; as per Electrical Services Drawings and Specification |  | Item
PRIMARY EQUIPMENT
PA speakers in the new school extension
0M | Public address system with talk back facility (internal) |  | Nr
0M | New pa system junction box which shall be connected into the existing pa system |  | Nr
Public Address System Cabling
0P | Public Address System Cabling |  | item
Final circuits (including points terminations) supply and installation of the Public Address system; including all wiring, concealed conduits, back boxes, glanding, terminating, earthing, bonding and the like etc required all as per Engineer's drawings and the Electrical Specification.
0A | circuits to all public address systems |  | item
TESTING AND COMMISSIONING
Identification
0M | identification plates, labels and the like; as Engineer's specification |  | item
Testing
0E | testing and commissioning as detailed in Engineer's specification |  | item
Commissioning and system validation
0K | commissioning as detailed in Engineer's specification |  | item
0K | warranty requirements as detailed in Engineer's specification |  | item
Operation and maintenance manuals
0F | operating and maintenance manuals; manuals shall be available as specified in the Electrical Specification |  | item
Drawing preparation
0G | working drawings |  | item
0H | co-ordination drawings |  | item
0J | as-built drawings |  | item
General Builder's Work
0L | marking out and supervision of all Builder's Work |  | item
0N | fire stopping; the Contractor shall identify openings where fire stopping is required, to complete building in around containment trays and conduits, which fire stopping shall be certified by specialists |  | item
(66) CONTAINMENT
NOTES
| Wherever products are specified by proprietary name and the phrase or equivalent is not included, it is to be deemed included |  | noidn
| The Tenderer's attention is drawn to the "Works Requirements within Volume A" attached, from which this element has been prepared |  | noidn
| For detailed description of workmanship see Mechanical & Electrical Engineer's Drawings / Specification |  | noidn
| Notwithstanding the provisions of the Agreed Rules of Measurement (ARM5), the items listed below have not been measured in accordance with ARM5. |  | noidn
| The Contractor shall allow for the full and complete provision of the works associated with these items, including all labour, materials, equipment, cabling, containment, accessories, testing and commissioning, as required by the Contract Drawings and Services Engineers Specification. No adjustment to the Contract Sum shall be made on the basis that such items have not been measured in accordance with ARM5. |  | noidn
| The Contractor shall note that notwithstanding the quantities included in this Bill of Quantities, the tendered sum shall be deemed to include for the full and complete execution of the works as described in the Services Engineers Specifications, Drawings and Schedules. |  | noidn
| The Contractor shall ensure that all equipment, fittings, lighting controls, sensors, switches, cabling, containment systems, wiring accessories, supports and ancillary items, builders work interfaces, whether specifically quantified or not, are fully allowed for in order to deliver a complete, coordinated and fully functioning electrical services installation. The Contractor shall not be entitled to additional payment for any item omitted from the BoQ quantities where such item is clearly required by the drawings and/or specifications. |  | noidn
Information generally
| 1. It is brought to the Contractors attention that the proposed alterations to the extension and as such particular attention should be paid to the requirement for concealed pipework and recessed radiators together with any other requirements for an SEN Unit as detailed in the Mechanical & Electrical Engineer's Drawings / Specifications and as demanded by the requirements of a typical SEN unit. |  | noidn
| 2. Allow for bringing and removal on completions all plant required for this element of work |  | noidn
| 3. Contractor to include in his tender sum for all general and special attendances required on his mechanical sub-contractor |  | noidn
GENERAL/SPECIAL ATTENDANCE
Notes
0K | This Element includes the following scope of works: Cable Containment Systems |  | Note
Preliminary Particulars
0L | The Contractor shall include here for all items deemed necessary relating to this Element of the Works as contained in the Service Engineers Drawing Nr's.19-052 66(E001) - T1 to 19-052 66(E002) - T1, specification, schematics and associated equipment schedules |  | item
General/Special Attendances
| The Contractor is to liaise directly with the Electrical Specialist with regards to the provision of all attendances required for the mechanical installation; no claims will be entertained in respect of omissions or oversights on behalf of either party. Any general / special attendances listed below are for guidance purposes only. |  | noidn
108B | ^^^^provide lightweight aluminium mobile scaffolds complete with floors, ladder and handrails, for the installation of new services at high level as per the relevant drawings |  | Item
108C | ^^^^provide for hoisting of all plant as necessary |  | Item
108D | ^^^^provide for storing all plant as necessary |  | Item
108E | ^^^^provide for storing all material as necessary |  | Item
ELECTRICAL INSTALATION
CABLE LADDER / TRAY / TRUNKING INSTALLATIONS
GENERAL
System; cable ladder/tray/trunking installations; cabling containment; galvanised; including conduits, cable trays, baskets, 3-compartment trunkings, wiring, brackets, supports, fixings, hangers, bends, headers, grounds, casing, covers, plating and mounting in accordance with Drawings and the Electrical Specification.
0B | supply and install of cable ladder/tray/trunking installations; complete |  | item
CABLE CONTAINMENT
Cable Containment
0C | 75mm tray for low voltage supplies installed at high level in the ceiling void |  | m
0E | 100 x 50mm general services trunking installed at high level in the ceiling void |  | m
0F | 50mm steel tray installed at high level in the ceiling void for fire alarm |  | m
0G | 100mm tray for low voltage supplies installed at high level in the ceiling void |  | m
| 200 x 100mm general services trunking installed at high level in the ceiling void |  | m
| 150mm tray for low voltage supplies installed at high level in the ceiling void |  | m
| 300 x 100mm general services trunking installed at high level in the ceiling void |  | m
| 50mm galvanised steel tray for sub mains cabling hidden in ceiling void |  | m
| 50mm galvanised steel tray for lv cabling hidden in the ceiling void |  | m
| Dado trunking |  | m
| Conduits |  | m
CABLE CONTAINMENT FITTINGS
Cable containment fittings
| 50mm steel tray installed at high level in the ceiling void for fire alarm; bends |  | Nr
| 100mm tray for low voltage supplies installed at high level in the ceiling void; bends |  | Nr
| 200 x 100mm general services trunking installed at high level in the ceiling void; bends |  | Nr
| 150mm tray for low voltage supplies installed at high level in the ceiling void; bends |  | Nr
| 300 x 100mm general services trunking installed at high level in the ceiling void; bends |  | Nr
| 50mm galvanised steel tray for sub mains cabling hidden in ceiling void; bends |  | Nr
| 50mm galvanised steel tray for lv cabling hidden in the ceiling void; bends |  | Nr
| 50mm steel tray installed at high level in the ceiling void for fire alarm; tees |  | Nr
| 100mm tray for low voltage supplies installed at high level in the ceiling void; tees |  | Nr
| 200 x 100mm general services trunking installed at high level in the ceiling void; tees |  | Nr
| 150mm tray for low voltage supplies installed at high level in the ceiling void; tees |  | Nr
| 300 x 100mm general services trunking installed at high level in the ceiling void; tees |  | Nr
TESTING AND COMMISSIONING
Identification
0M | identification plates, labels and the like; as Engineer's specification |  | item
Testing
0E | testing and commissioning as detailed in Engineer's specification |  | item
Commissioning and system validation
0K | commissioning as detailed in Engineer's specification |  | item
0K | warranty requirements as detailed in Engineer's specification |  | item
Operation and maintenance manuals
0F | operating and maintenance manuals; manuals shall be available as specified in the Electrical Specification |  | item
Drawing preparation
0G | working drawings |  | item
0H | co-ordination drawings |  | item
0J | as-built drawings |  | item
General Builder's Work
0L | marking out and supervision of all Builder's Work |  | item
(68) SECURITY & PROTECTION SERVICES
NOTES
| Wherever products are specified by proprietary name and the phrase or equivalent is not included, it is to be deemed included |  | noidn
| The Tenderer's attention is drawn to the "Works Requirements within Volume A" attached, from which this element has been prepared |  | noidn
| For detailed description of workmanship see Mechanical & Electrical Engineer's Drawings / Specification |  | noidn
| Notwithstanding the provisions of the Agreed Rules of Measurement (ARM5), the items listed below have not been measured in accordance with ARM5. |  | noidn
| The Contractor shall allow for the full and complete provision of the works associated with these items, including all labour, materials, equipment, cabling, containment, accessories, testing and commissioning, as required by the Contract Drawings and Services Engineers Specification. No adjustment to the Contract Sum shall be made on the basis that such items have not been measured in accordance with ARM5. |  | noidn
| The Contractor shall note that notwithstanding the quantities included in this Bill of Quantities, the tendered sum shall be deemed to include for the full and complete execution of the works as described in the Services Engineers Specifications, Drawings and Schedules. |  | noidn
| The Contractor shall ensure that all equipment, fittings, lighting controls, sensors, switches, cabling, containment systems, wiring accessories, supports and ancillary items, builders work interfaces, whether specifically quantified or not, are fully allowed for in order to deliver a complete, coordinated and fully functioning electrical services installation. The Contractor shall not be entitled to additional payment for any item omitted from the BoQ quantities where such item is clearly required by the drawings and/or specifications. |  | noidn
Information generally
| 1. It is brought to the Contractors attention that the proposed alterations to the extension and as such particular attention should be paid to the requirement for concealed pipework and recessed radiators together with any other requirements for an SEN Unit as detailed in the Mechanical & Electrical Engineer's Drawings / Specifications and as demanded by the requirements of a typical SEN unit. |  | noidn
| 2. Allow for bringing and removal on completions all plant required for this element of work |  | noidn
| 3. Contractor to include in his tender sum for all general and special attendances required on his mechanical sub-contractor |  | noidn
GENERAL/SPECIAL ATTENDANCE
Notes
0K | This Element includes the following scope of works: Electrical services in Protective services, which include Fire Alarm, Aspirating Detection, Intruder Alarm, IP CCTV, Access Control and Lightning Protection installations; all in accordance with Services Engineers Drawings and Specifications |  | Note
Preliminary Particulars
0L | The Contractor shall include here for all items deemed necessary relating to this Element of the Works as contained in the Service Engineers Drawing Nr's.19-052 68(E001) - T1 to 19-052 68(E005) - T1, specification, schematics and associated equipment schedules |  | item
General/Special Attendances
| The Contractor is to liaise directly with the Electrical Specialist with regards to the provision of all attendances required for the mechanical installation; no claims will be entertained in respect of omissions or oversights on behalf of either party. Any general / special attendances listed below are for guidance purposes only. |  | noidn
108B | ^^^^provide lightweight aluminium mobile scaffolds complete with floors, ladder and handrails, for the installation of new services at high level as per the relevant drawings |  | Item
108C | ^^^^provide for hoisting of all plant as necessary |  | Item
108D | ^^^^provide for storing all plant as necessary |  | Item
108E | ^^^^provide for storing all material as necessary |  | Item
ELECTRICAL INSTALATION
FIRE ALARM INSTALLATIONS
GENERAL
System; supply, install and commission of Fire Alarm Installation; in accordance with Service Engineer's Drawing 19-052 68(E001) - T1 to 19-052 68(E005) - T1 and the Electrical Specification
0B | supply, install, test and commission of Fire Alarm Installation; complete; as per Electrical Services Drawing Nr. 19-052 68(E001) - T1 to 19-052 68(E005) - T1 and Specification |  | item
0C | Supply, install and commission by specialist contractor; complete Fire Alarm System including all associated equipment and wiring |  | item
| Existing fire alarm systems within the Girls School and Boys School main buildings shall be retained. The existing systems are addressable fire alarm systems with main control panels located as indicated on the drawings. All new fire alarm works shall be fully compatible with and integrated into the existing systems; all in accordance with Services Engineer's Drawings and Specifications |  | Item
| Supply, installation, wiring, programming and commissioning of connections between the new fire alarm repeater panels in the Girls School extension and Boys School extension and the existing main fire alarm panels in the existing school buildings, including all cabling, containment, addressing, interfacing, testing and configuration, complete to provide full system integration as indicated on drawings; all in accordance with Services Engineer's Drawings and Specifications |  | Item
PRIMARY EQUIPMENT
Fire Alarm Control & Repeater Panels
| Supply and installation of addressable fire alarm repeater panel, fully networked and interfaced with the existing main fire alarm panels in the existing school buildings, complete with programming, configuration and all associated cabling and containment; installed as indicated on drawings (Ref. FARP) |  | Nr
| Addressable fire alarm repeater panels to be open‑protocol, fully networkable, complete with LCD display, status indicators, sounder circuits, relays, battery backup and charger; as Advanced MxPro 5 or equivalent, installed as indicated on drawings |  | Item
| Fire alarm repeater panels to be Advanced MxPro 5 or approved equivalent, installed, programmed and commissioned in accordance with I.S. 3218:2013+A1:2019 and manufacturer’s requirements, and as indicated on drawings |  | Item
Smoke Detectors
| New smoke detector installed in ceiling void c/w remote LED indicator to be installed in the ceiling |  | Nr
Combined Smoke Detectors and Sounders
| New combined smoke detector and sounder for the fire alarm system |  | Nr
Manual Call Points (Break‑Glass Units)
| New manual call point |  | Nr
| New emergency break glass unit for door access system |  | Nr
General fire alarm interface units (I/O units
| New fire alarm interface |  | Nr
TESTING AND COMMISSIONING
Identification
0M | identification plates, labels and the like; as Engineer's specification |  | item
Testing
0E | testing and commissioning as detailed in Engineer's specification |  | item
Commissioning and system validation
0K | commissioning as detailed in Engineer's specification |  | item
0K | warranty requirements as detailed in Engineer's specification |  | item
Operation and maintenance manuals
0F | operating and maintenance manuals; manuals shall be available as specified in the Electrical Specification |  | item
Drawing preparation
0G | working drawings |  | item
0H | co-ordination drawings |  | item
0J | as-built drawings |  | item
General Builder's Work
0L | marking out and supervision of all Builder's Work |  | item
0N | fire stopping; the Contractor shall identify openings where fire stopping is required, to complete building in around containment trays and conduits, which fire stopping shall be certified by specialists |  | item
ACCESS SYSTEM
GENERAL
System; supply, install and commission of Access System Installation; in accordance with Service Engineer's Drawing 19-052 68(E001) - T1 to 19-052 68(E005) - T1 and the Electrical Specification
0B | supply, install, test and commission of Access Systems; complete; as per Electrical Services Drawing Nr. 19-052 68(E001) - T1 to 19-052 68(E005) - T1 and Specification |  | Item
PRIMARY EQUIPMENT
Door access
| New access control door release button |  | Nr
| New combined proximity fob reader and keypad for the door access system |  | Nr
| New power supply for door access system |  | Nr
Emergency call systems Cabling
0Q | Emergency call systems Cabling |  | Item
Final circuits (including points terminations) supply and installation; including all wiring, concealed conduits, back boxes, glanding, terminating, earthing, bonding and the like etc required all as per Engineer's drawings and the Electrical Specification.
0A | circuits to Emergency call systems cabling |  | item
TESTING AND COMMISSIONING
Identification
0M | identification plates, labels and the like; as Engineer's specification |  | item
Testing
0E | testing and commissioning as detailed in Engineer's specification |  | item
Commissioning and system validation
0K | commissioning as detailed in Engineer's specification |  | item
0K | warranty requirements as detailed in Engineer's specification |  | item
Operation and maintenance manuals
0F | operating and maintenance manuals; manuals shall be available as specified in the Electrical Specification |  | item
Drawing preparation
0G | working drawings |  | item
0H | co-ordination drawings |  | item
0J | as-built drawings |  | item
General Builder's Work
0L | marking out and supervision of all Builder's Work |  | item
0N | fire stopping; the Contractor shall identify openings where fire stopping is required, to complete building in around containment trays and conduits, which fire stopping shall be certified by specialists |  | item
CCTV SYSTEM
GENERAL
System; supply, install and commission of the CCTV System; in accordance with Service Engineer's Drawing 19-052 68(E001) - T1 to 19-052 68(E005) - T1 and the Electrical Specification
0J | supply, install, test and commission of CCTV System; complete; as per Electrical Services Drawings and Specification |  | item
PRIMARY EQUIPMENT
Fittings; supply and install all as per Engineer's Drawings and the Electrical Specification.
| External cctv camera c/w spur outlet |  | Nr
| New cctv digital recorder for the cctv system in the building |  | Nr
| New flat screen cctv monitor for the cctv system |  | Nr
Intruder Alarm Installations Cabling
0Q | Intruder Alarm Cabling |  | Item
Final circuits (including points terminations) supply and installation; including all wiring, concealed conduits, back boxes, glanding, terminating, earthing, bonding and the like etc required all as per Engineer's drawings and the Electrical Specification.
0A | circuits to intruder alarm system |  | item
TESTING AND COMMISSIONING
Identification
0M | identification plates, labels and the like; as Engineer's specification |  | item
Testing
0E | testing and commissioning as detailed in Engineer's specification |  | item
Commissioning and system validation
0K | commissioning as detailed in Engineer's specification |  | item
0K | warranty requirements as detailed in Engineer's specification |  | item
Operation and maintenance manuals
0F | operating and maintenance manuals; manuals shall be available as specified in the Electrical Specification |  | item
Drawing preparation
0G | working drawings |  | item
0H | co-ordination drawings |  | item
0J | as-built drawings |  | item
General Builder's Work
0L | marking out and supervision of all Builder's Work |  | item
0N | fire stopping; the Contractor shall identify openings where fire stopping is required, to complete building in around containment trays and conduits, which fire stopping shall be certified by specialists |  | item
EMERGENCY CALL SYSTEM
GENERAL
System; supply, install and commission of the Emergency Call System; in accordance with Service Engineer's Drawing 19-052 68(E001) - T1 to 19-052 68(E005) - T1 and the Electrical Specification
0A | supply, install, test and commission of Emergency Call System; complete; as per Electrical Services Drawings and Specification |  | item
PRIMARY EQUIPMENT
Fittings; supply and install all as per Engineer's drawings and the Electrical Specification.
| Pull cord for the emergency call system |  | each
| Over door sounder for emergency call system |  | Nr
| Reset button for emergency call system |  | Nr
Emergency Call System Cabling
0R | Emergency Call System Cabling |  | item
Final circuits (including points terminations) supply and installation; including all wiring, concealed conduits, back boxes, glanding, terminating, earthing, bonding and the like etc required all as per Electrical drawings and Electrical specification.
0K | circuits to emergency call system |  | item
TESTING AND COMMISSIONING
Identification
0M | identification plates, labels and the like; as Engineer's specification |  | item
Testing
0E | testing and commissioning as detailed in Engineer's specification |  | item
Commissioning and system validation
0K | commissioning as detailed in Engineer's specification |  | item
0K | warranty requirements as detailed in Engineer's specification |  | item
Operation and maintenance manuals
0F | operating and maintenance manuals; manuals shall be available as specified in the Electrical Specification |  | item
Drawing preparation
0G | working drawings |  | item
0H | co-ordination drawings |  | item
0J | as-built drawings |  | item
General Builder's Work
0L | marking out and supervision of all Builder's Work |  | item
0N | fire stopping; the Contractor shall identify openings where fire stopping is required, to complete building in around containment trays and conduits, which fire stopping shall be certified by specialists |  | item
INTRUDER ALARM
GENERAL
System; supply, install and commission of the Intruder Alarml Installation; in accordance with Service Engineer's Drawing 19-052 68(E001) - T1 to 19-052 68(E005) - T1 and the Electrical Specification
0C | supply, install, test and commission of Intruder Alarml Installation; complete; as per Electrical Services Drawings and Specification |  | item
PRIMARY EQUIPMENT
| Dual tech passive infra-red motion detector |  | Nr
| New intruder alarm door contact |  | Nr
TESTING AND COMMISSIONING
Identification
0M | identification plates, labels and the like; as Engineer's specification |  | item
Testing
0E | testing and commissioning as detailed in Engineer's specification |  | item
Commissioning and system validation
0K | commissioning as detailed in Engineer's specification |  | item
0K | warranty requirements as detailed in Engineer's specification |  | item
Operation and maintenance manuals
0F | operating and maintenance manuals; manuals shall be available as specified in the Electrical Specification |  | item
Drawing preparation
0G | working drawings |  | item
0H | co-ordination drawings |  | item
0J | as-built drawings |  | item
General Builder's Work
0L | marking out and supervision of all Builder's Work |  | item
0N | fire stopping; the Contractor shall identify openings where fire stopping is required, to complete building in around containment trays and conduits, which fire stopping shall be certified by specialists |  | item
INDUCTION LOOP SYSTEM
GENERAL
System; supply, install and commission of Induction Loop System in accordance with Service Engineer's Drawing 19-052 62(E001) - T1 to 19-052 62(E005) - T1 and the Electrical Specification
0L | supply, install, test and commission of Induction Loop System; complete |  | item
PRIMARY EQUIPMENT
Fittings; supply and install all as per Engineer's Drawings and the Electrical Specification.
| Induction loop system |  | Nr
| Amplifier for induction loop sysstem |  | Nr
Induction Loop System Cabling
0P | Induction Loop System Cabling |  | m
Final circuits (including points terminations) supply and installation of the following Induction Loop System; including all wiring, concealed conduits, back boxes, glanding, terminating, earthing, bonding and the like etc required all as per Engineer's drawings and the Electrical Specification.
0A | circuits to all Induction Loop systems |  | item
(69) COMMISSIONING, INSTRUCTION TO CLIENT AND HANDOVER ELECTRICAL INSTALLATIONS
NOTES
| Wherever products are specified by proprietary name and the phrase or equivalent is not included, it is to be deemed included |  | noidn
| The Tenderer's attention is drawn to the "Works Requirements within Volume A" attached, from which this element has been prepared |  | noidn
| For detailed description of workmanship see Mechanical & Electrical Engineer's Drawings / Specification |  | noidn
| Notwithstanding the provisions of the Agreed Rules of Measurement (ARM5), the items listed below have not been measured in accordance with ARM5. |  | noidn
| The Contractor shall allow for the full and complete provision of the works associated with these items, including all labour, materials, equipment, cabling, containment, accessories, testing and commissioning, as required by the Contract Drawings and Services Engineers Specification. No adjustment to the Contract Sum shall be made on the basis that such items have not been measured in accordance with ARM5. |  | noidn
| The Contractor shall note that notwithstanding the quantities included in this Bill of Quantities, the tendered sum shall be deemed to include for the full and complete execution of the works as described in the Services Engineers Specifications, Drawings and Schedules. |  | noidn
| The Contractor shall ensure that all equipment, fittings, lighting controls, sensors, switches, cabling, containment systems, wiring accessories, supports and ancillary items, builders work interfaces, whether specifically quantified or not, are fully allowed for in order to deliver a complete, coordinated and fully functioning electrical services installation. The Contractor shall not be entitled to additional payment for any item omitted from the BoQ quantities where such item is clearly required by the drawings and/or specifications. |  | noidn
Information generally
| 1. It is brought to the Contractors attention that the proposed alterations to the extension and as such particular attention should be paid to the requirement for concealed pipework and recessed radiators together with any other requirements for an SEN Unit as detailed in the Mechanical & Electrical Engineer's Drawings / Specifications and as demanded by the requirements of a typical SEN unit. |  | noidn
| 2. Allow for bringing and removal on completions all plant required for this element of work |  | noidn
| 3. Contractor to include in his tender sum for all general and special attendances required on his mechanical sub-contractor |  | noidn
Testing & Commissioning of Electrical Systems
| Testing, inspection and commissioning of all electrical services installations, including power distribution, lighting, emergency lighting, fire alarm, security, communications and associated controls, complete to demonstrate full compliance with the Contract Drawings, Specifications and relevant Irish Standards. |  | Item
| Testing, inspection and commissioning of all electrical services installations, including power distribution, lighting, emergency lighting, fire alarm, security, communications and associated controls, complete to demonstrate full compliance with the Contract Drawings, Specifications and relevant Irish Standards. |  | Item
| Provision of all test results, certification and commissioning records, including ETCI / Safe Electric certification, subsystem certificates and specialist system certificates, as applicable. |  | Item
| Attendance during commissioning of specialist systems, allowing for coordination with manufacturers, suppliers and system specialists where required by the specification. |  | Item
| Attendance at witness testing by the Employer’s Representative and provision of all required test certificates and commissioning documentation |  | Item
Operation & Maintenance Manuals and Handover
| Preparation, submission and handover of Operation and Maintenance (O&M) Manuals for the complete electrical installation, compiled in accordance with the specification and contract requirements. |  | Item
| O&M Manuals to include, as a minimum; As-installed drawings and schematics; Equipment schedules and manufacturers data sheets Test certificates and commissioning records System descriptions and control philosophies Maintenance requirements and recommended servicing intervals Warranty information and contact details |  | Item
| Provision of client instruction and demonstration for all electrical systems, including lighting controls, fire alarm, security systems and specialist installations, delivered at agreed times prior to handover. |  | Item
| Final handover of electrical services, including submission of all documentation, certification, training records and confirmation that systems are fully operational and compliant. |  | Item
(59-69) BWIC WITH MECHANICAL AND ELECTRICAL INSTALLATIONS
NOTES
| Wherever products are specified by proprietary name and the phrase or equivalent is not included, it is to be deemed included |  | noidn
| For detailed description of workmanship see Service Engineer's Drawings / Specification |  | noidn
Information generally
| 1. It is brought to the Contractors attention that the proposed alterations to the extension and as such particular attention should be paid to the requirement for concealed pipework and recessed radiators together with any other requirements for an SEN Unit as detailed in the Mechanical & Electrical Engineer's Drawings / Specifications and as demanded by the requirements of a typical SEN unit. |  | noidn
| 2. The work measured hereunder refers to the fitted furniture requirements associated with the new extension. These works will largely be carried out adjacent to a live environment and so all necessary precautions should be taken to ensure the safety of the building occupants. The Contractor MUST include herein for all costs associated with such precautions. |  | noidn
| 3. The Contractor should note limitations on working hours identified in Preliminaries Section of this Pricing Document. |  | noidn
MECHANICAL INSTALLATIONS
Notes
| 1. All opes to be made good, fire stopped as per building regulations and painted to match new colour proposed for that area. |  | noidn
| 2. The Main Contractor to allow in programme for all builders work associated with the mechanical installation. |  | noidn
| 3. The Mechanical Contractor shall provide all ladders, towers, etc to accommodate high level services installation. |  | noidn
| 4. The Main Contractor to allow for all fire stopping of all opes associated with mechanical installation in compartment walls and floors. |  | noidn
| 5. The Main Contractor to allow for all roof opes to accommodate mechanical services. |  | noidn
| 6. All roof opes shall be complete with minimum roof level to allow for weather purling box details complete with timber frame around opes for fixing and weathering collars. |  | noidn
| 7. The Main Contractor to allow for timber grounds for various M&E equipment. |  | noidn
Mechanical Internal Builders Works Attendances
| Pop ups for soils and wastes in floor slab. see relevant detail on mechanical drawings. max diameter 100mm |  | Nr
| Supply free issue all sanitary ware to mechanical contractor |  | nr
| Opes through first floor slab for soils and waste services. include for drilling/coring the ope and flashing the ope to ensure that it is watertight |  | nr
| Pipe penetrates through internal walls plus making good and fire stopping . max dia. 42mm |  | nr
| Chase of internal walls for all water services pipework so that pipework is concealed |  | nr
| Main contractor and mechanical contractor to allow for carefully coordination in relation to the installation of the new radiators and radiant heating panels services pipework from existing pipework to the new extension and the refurbishment |  | nr
| Painting of exposed heating services pipework to match architects colours |  | nr
| Opes through internal walls max pipe diameter 40mm. fire stop and make good. |  | nr
| Chase of internal walls for heating services pipework so that pipework is concealed |  | m
| Undercut by 10mm internal toilet doors to allow passive ventilation |  | Nr
| Opes in internal walls for ventilation diffusers/grilles. allow for making good and fire stopping |  | nr
| Opes in internal walls for ventilation ducts. allow for louvres, making good and fire stopping. max dimension 250mm diameter |  | nr
ELECTRICAL INSTALLATIONS
Notes
| 1. All opes to be made good, fire stopped as per building regulations and painted to match new colour proposed for that area. |  | noidn
| 2. The Main Contractor to allow in programme for all builders work associated with the electrical installation. |  | noidn
| 3. The Electrical Contractor shall provide all ladders, towers, etc to accommodate high level services installation. |  | noidn
| 4. The Main Contractor to allow for all fire stopping of all opes associated with electrical installation in compartment walls and floors. |  | noidn
| 5. The Main Contractor to allow for all roof opes to accommodate electrical services. |  | noidn
| 6. All roof opes shall be complete with minimum roof level to allow for weather purling box details complete with timber frame around opes for fixing and weathering collars. |  | noidn
| 7. The Main Contractor to allow for timber grounds for various M&E equipment. |  | noidn
Electrical Internal Builders Works Attendances
| Excavated external trench c/w 2no 50mm diameter ducts for power supply and fire alarm to external gates. route to be confirmed on site. trench shall be 800mm deep and installed through a concrete/ tarmac area. allow for back filling and finishing surfaces to the existing surface. before back filling, the trench shall be surrounded with 150mm of compacted sand below and above the pipe. sharp edge grains, which may damage pipe and joints should be avoided. pipes ,ust be covered by at least 500mm of pea gravel above sand. finish on the trench shall be tarmac |  | m
| Excavate external trench c/w 1 no. 100mm dia. uPVC duct for new sub-mains cabling to the external lighting around the entire site. allow for back-filling and finishing surface to the new surface to architects details. see M&E site services drawing 50 (ME001) for further information on the trench required. excavated and dig the external trench as per trench detail on the site services drawing and for back-filling the trench once all works have been completed |  | m
| Excavate external trench c/w 1 no. 100,, diameter uPVC duct for sub-mains cabling to the electric car charging units around the entire site. allow for back-filling and finishing to the new service to architects details. see M&E site services drawing 50 (ME001) for further information on the trench required. excavate and dig the external trench as per trench detail on the site services drawing and for back-filling the trench once all works have been completed. |  | m
| Excavate external trench c/w 1 no. 100mm diameter uPVC duct for new sub-mains cabling to the future electric car charging units around the entire site. allow for backfilling and finishing the new surface to architects details. see M&E site services drawing 50 (ME001) for further information on the trench required. excavate and dig the external trench as per trench detail on the site services drawing and for back-filling the trench once all works have been completed |  | m
| Concrete base for external lighting column. see the site services drawing 50 (ME001) for information on locations of all lighting poles. excavate and dig the opes as per detail on the site services drawing and for back-filling the ope with concrete once all works have been completed |  | each
| Access chambers for electrical site services |  | each
| Number of sockets and fused spurs in building. include for chasing wall for each socket/ fused spur and for chasing back box of item |  | m
| Number of it points in building. include for chasing wall for each it point and for chasing back box of item |  | m
| Number of mechanical control devices in building. include for chasing wall for each point and for chasing back box of item |  | m
| Supports for mounting electrical boards |  | Nr
| Provide grounds in stud wall for mounting electrical boards |  | Nr
| Opes in roof for ducts. allow for making good and fire stopping |  | Nr
| Main contractor to allow for the removal of 100m of existing 600 x 600mm grid ceiling tiles within the existing ground floor corridor area to allow for the new electrical cabling reqired to connect the new electric car charging units, new site lighting and new PV installation. existing grid ceiling to be re-instated upon completion of the installation of new electrical cabling |  | m
| Paint surface mounted conduit drops to devices |  | m
| Number of light switches in building. include for chasing wall for each point and for chasing back box of item. |  | m
| Provide grounds in ceiling for light fittings |  | m
| Provide opes in ceiling to accommodate cabling for fittings |  | m
| Opening through internal walls for electrical services. blockwork thickness approx. 215mm include for drilling/ coring the ope, filling in the ope, fire sealing the ope to ensure that it is fire sealed and painting the wall once all works are completed |  | Nr
| Opening through external walls for electrical services. blockwork thickness approx. 215mm include for drilling/ coring the ope, filling in the ope, fire sealing the ope to ensure that it is fire sealed and painting the wall once all works are completed |  | Nr
| Number of fire alarm and intruder alarm points in building. include for chasing wall for each point and for chasing back of item |  | m
| Provide opes in ceilings to accommodate cabling for fire alarm service points |  | Nr
| Opening through internal walls for fire alarm services within existing school building. blockwork thickness approx. 215mm include for drilling/coring the ope, filling sealing the ope to ensure that it is fire sealed and painting the wall once all works are completed |  | Nr
| Paint surface mounted conduit drops to devices |  | m
BUILDING FITTINGS
(74) SANITARY FITTINGS GENERALLY
NOTES
| Wherever products are specified by proprietary name and the phrase or equivalent is not included, it is to be deemed included |  | noidn
| The Tenderer's attention is drawn to the "Works Requirements within Volume A" attached, from which this element has been prepared |  | noidn
| For detailed description of workmanship see Architect's & Engineer's Drawings / Specification |  | noidn
Information generally
| 1. The work measured hereunder refers to the new sanitary fittings required within the new extension. These works will largely be carried out within a live environment and all necessary precautions should be taken to ensure the safety of the building occupants. The Contractor MUST include herein for all costs associated with such precautions. |  | noidn
| 2. The Contractor should note limitations on working hours identified in Preliminaries Section of this Pricing Document. |  | noidn
FITTINGS
FITTINGS, EQUIPMENT AND FURNITURE
Supply and Fit the following sanitary fittings; All Products below available through SONAS or equal approved products and should refer back to their specification.
Fittings; sanitary; as per Architects drawings and specification ACC WC
120B | ^^^^Accessible W/Cs to be installed and set out in compliance with TGD Part M 2010 Section 1.4 Diagram 15a & Guidelines and Standards for sanitary facilities in primary schools; Refer to Appendix documents for proposed Doc M Pack sanitary ware and railing systems |  | nr
Fittings; sanitary; as per Architects drawings and specification Accessories
120B | ^^^^Allow soap dispenser to all WCs and assisted shower room |  | nr
| ^^^^Allow toilet paper dispenser to all WCs and assisted shower room |  | nr
120L | ^^^^Allow for bins to all WCs and assisted shower room |  | nr
121A | ^^^^Allow for mirrors (1000x400mm) to all WCs as required |  | nr
121A | ^^^^Coat hooks to be provided in each toilet / shower room |  | nr
FITTED FIXED FURNITURE
(71) DISPLAY, CIRCULATION FITTINGS
NOTES
| Wherever products are specified by proprietary name and the phrase or equivalent is not included, it is to be deemed included |  | noidn
| The Tenderer's attention is drawn to the "Works Requirements within Volume A" attached, from which this element has been prepared |  | noidn
| For detailed description of workmanship see Architect's & Engineer's Drawings / Specification |  | noidn
Information generally
| 1. The work measured hereunder refers to the permanent signage requirements associated with the new extension. These works will largely be carried out adjacent to a live environment and so all necessary precautions should be taken to ensure the safety of the building occupants. The Contractor MUST include herein for all costs associated with such precautions. |  | noidn
| 2. The Contractor should note limitations on working hours identified in Preliminaries Section of this Pricing Document. |  | noidn
FITTINGS
SIGNAGE
0.03 Aluminium laminate sign face applied to 1/8 thick black acrylic; Sign face includes raised text and silver metal braille beads. Available Finishes: Brushed Aluminium / Satin Aluminium; proposed signage to be bonded directly to wall / door with adhesive, location TBC by architect; colours & text design TBC by Architect prior to manufacture; contractor to provide drawings for approval prior to manufacture; no lighting to be included.
The following is a non-exhaustive list of signage that is required:
| ^^^^F3 - KCC grade 304 stainless steel 'fire door keep shut' sign - white text |  | nr
| ^^^^S1 - KCC grade 304 stainless steel accessible symbil & KCC grade 304 stainless steel unisex symbol |  | nr
| ^^^^S2 - KCC grade 304 stainless steel Changing Place symbol |  | nr
| ^^^^S3 - Room name and room number. Style of sign to match the style of the existing room signs in the school |  | nr
| ^^^^S4 - KCC grade 304 stainless steel Unisex Symbol |  | nr
| ^^^^RS1 - Refuse call point signage - self adhesive polypropylene 300 x 200mm |  | nr
Refer to architects floor plan for location and type of fire extinguisher; travel distance to fire extinguishers should not exceed 25m from any point in the building; the school are to Train all employees in the proper use of fire extinguishers; many service companies and some fire brigades will provide such training; on a monthly basis have a responsible person inspect extinguishers to ensure that they are: Properly mounted and visible. Free from obvious damage; Properly charged, and that Inspection and service tags are current; At least annually have a fire extinguisher service company inspect and service all portable fire extinguishers; Each fire extinguisher is to have the correct signage above it; the sign is to indicate what type of extinguisher it is and what type of fire it can be used on; the fire extinguishers are to have a clear space of 1000mm in from of them for ease of access in case of a fire; Powder and C02 fire extinguishers to be provided in the locations indicated on architects signage plan; the below signs are to be provided above each of the fire extinguisher.
The following is a non-exhaustive list of signage that is required:
| ^^^^90 x 280mm Self-Adhesive 1.2mm thick; Environmentally Friendly and durable Polypropylene material |  | item
| ^^^^Fire Blanket Signage. To be 1300mm above floor level |  | item
(76) STORAGE, SCREENING FITTINGS
NOTES
| Wherever products are specified by proprietary name and the phrase or equivalent is not included, it is to be deemed included |  | noidn
| The Tenderer's attention is drawn to the "Works Requirements within Volume A" attached, from which this element has been prepared |  | noidn
| For detailed description of workmanship see Architect's & Engineer's Drawings / Specification |  | noidn
Information generally
| 1. The work measured hereunder refers to the fitted furniture requirements associated with the new extension. These works will largely be carried out adjacent to a live environment and so all necessary precautions should be taken to ensure the safety of the building occupants. The Contractor MUST include herein for all costs associated with such precautions. |  | noidn
| 2. The Contractor should note limitations on working hours identified in Preliminaries Section of this Pricing Document. |  | noidn
FITTINGS
FITTINGS, EQUIPMENT AND FURNITURE
Proposed storage unit to be constructed using powder coated steel frame with bracings at the sides securely fixed; colour tbc by architect prior to manufacture of storage unit; shelves to consist of 18mm OSB board shelves with surrounding powder coated steel frame; steel frame to be supported off storage unit frame; use of melamine faced chipboard will not be permitted in any circumstances; units to comply with BS 6222 and BS en 1153 & structural performance to BS 6222:part 2, Grade H; surface finishes performance to BS 6222:part 3 & worktop classification to BS 6222:part 3, type 2; formaldehyde levels to conform to type class e1 of product standard EN622-1; refer to Architects drawing T403.
Equipment
| ^^^^storage; 1985mm wide x 600mm deep x 2000mm high; 4nr shelves |  | nr
| ^^^^storage; 2275mm wide x 600mm deep x 2000mm high; 4nr shelves |  | nr
Proposed storage unit to be constructed using 18mm FSC certified MDF with formaica facing to top, sides and back, colour tbc by Architect prior to manufacture of storage unit; all frame fixings to be concealed throughout; 3no. shelves to consist of 18mm FSC certified mdf with formaica facing, supported off powder coated heavyduty steel adjustable shelving racks fixed to storage unit frame; 4 part sliding door system to consist of 18mm FSC certified mdf with formaica facing with with 6mm bulletin board material fixed to external face of all doors; proposed aluminium sliding rail system to include top and bottom aluminium rails; 4 no. recessed brushed stainless steel handles the use of melamine faced chipboard will not be permitted in any circumstances. units to comply with BS 6222 and BS EN 1153 & structural performance to BS 6222:part 2, grade H; surface finishes performance to BS 6222:part 3 & worktop classification to bs 6222:part 3, type 2; formaldehyde levels to conform to type class E1 of product standard EN622-1; refer to Architects drawing T403.
Equipment
| ^^^^storage; 4100mm wide x 600mm deep x 2200mm high; 3nr shelves |  | nr
SEN Class Storage Unit; Contractor shall provide Shop drawings for approval prior to manufacture of proposed furniture prior to production; Refer to Architects drawings T404 for proposed Storage unit Design; Proposed storage unit to be constructed using 18mm FSC certified MDF with Formica facing to top, sides and back, colour tbc by architect prior to manufacture of storage unit; all frame fixings to be concealed throughout; Formica Carcass Colour Polar White; all Carcasses are to be elevated from the floor level with a 150mm Base constructed with Kick boarding with Formica finish; 2no. Shelves consisting of 18mm FSC certified MDF with Formica facing, supported off powder coated heavy-duty steel adjustable shelving racks fixed to storage unit frame; 1 no. Shelf consisting of 18mm FSC certified MDF with Formica facing shall be provided in base unit; Formica shelving Colour Polar White; 4 part sliding door system to consist of 18mm FSC certified MDF with Formica facing with 6mm bulletin board material fixed to external face of all doors; Proposed aluminium sliding rail system to include top and bottom aluminium rails; 4 no. Recessed brushed stainless steel handles; melamine faced chipboard will not be permitted in any circumstances; Units to comply with BS 6222 and BS EN 1153 & structural performance to BS 6222:part 2, grade H; Surface finishes performance to BS 6222:part 3 & worktop classification to BS 6222:part 3, type 2; Formaldehyde levels to conform to type class E1 of product standard EN622-1; All SEN class base storage unit doors shall be lockable; contractors responsibility to make good of any damage caused throughout proposed works to all new Joinery & Fitted Furniture at their own expense up until the point of handover; refer to Architects drawing T404.
Equipment
| ^^^^storage; 2750mm wide x 600mm deep x 2200mm high |  | nr
Office & SET Room Fitted Furniture (storage); Contractor shall provide; shop drawings for approval prior to manufacture of all proposed furniture; proposed unit carcass to be 18mm FSC certified moisture resistant MDF faced with Formica Colour Core Polar White; all carcasses are to be elevated from the floor level with a 150mm base constructed with kick boarding with formica finish; all doors to consist of 18mm FSC certified MDF faced with Formica Colour Core Polar White; 170 x 35mm D handles 10mm diameter by Hafele or equivalent (Ref 117.40.640) brushed stainless steel; heavy-duty stainless-steel hinges & door soft closers to be included BLUM or equivalent; proposed shelving to consist of 16mm FSC certified MDF Faced with Formica Colour Core Polar White; Contractors responsibility to make good of any damage caused throughout proposed works to all new joinery & fitted furniture at their own expense up until the point of handover; refer to Architects drawing T404.
Equipment
| ^^^^storage; 3400mm wide x 600mm deep x 2200mm high |  | nr
SEN Classroom Craft Sink Unit Unit; brushed 3mm 316 s/s worktop bonded to a layer on 18mm FSC certified MDF; Note: kitchen carcass to be approved specification by specialist supplier all dimension to be confirmed on site prior to manufacture & installation; melamine carcassing primed and painted to selected colour - to Architects approval; internal shelving to be on adjustable fittings at 150mm centres by Hafele or equal approved; Press doors to consist of formica faced doors on 18mm FSC certified MDF (colour to be approved); hinges & push catch with magnets for openings to be provided by Hafele or equvalant approved by aArchitect with 20mm formica laminate shelving & inside lining; 100mm timber batten to provide base support for kitchen cabinets and to provide for 100mm high aluminium kicker at ground floor level;; refer to Architects drawing T403.
Equipment
| ^^^^special purpose Classroom Craft Sink Unit; 3015mm wide x 630mm deep x 850mm high |  | nr
Extra over the above for
| ^^^^Wall mounted, motorised Sink Module 6300-ES11 or equivalent to contain one shallow sink bowl with overflow. |  | nr
| ^^^^Granberg 6300-ES11 or equivalent Wall Mounted Motorised Height Adjustable Sink Counters located in proposed SEN Classroom; 1500mm long |  | nr
Mainstream Classroom Craft Sink Unit; Worktop to Architects specificaton with sink hop formed within; Note: kitchen carcass to be approved specification by specialist supplier all dimension to be confirmed on site prior to manufacture & installation; melamine carcassing primed and painted to selected colour - to Architects approval; internal shelving to be on adjustable fittings at 150mm centres by Hafele or equal approved; Press doors to consist of formica faced doors on 18mm FSC certified MDF (colour to be approved); hinges & push catch with magnets for openings to be provided by Hafele or equvalant approved by aArchitect with 20mm formica laminate shelving & inside lining; 100mm timber batten to provide base support for kitchen cabinets and to provide for 100mm high aluminium kicker at ground floor level;; refer to Architects drawing T403.
Equipment
| ^^^^special purpose Classroom Craft Sink Unit; 3000mm wide x 630mm deep x 900mm high |  | nr
Extra over the above for
| ^^^^Sonas or equivalent Sandringham select sink pack, inset stainless steel 1.5 bowl and drainer complete with Sandringham dual control sink 1 taphole mixer, half inch basket strainer waste range or equal approved ncluding all plumbing, traps etc. Contractor to measure on site & confirm dimensions prior to ordering of materials |  | nr
Coat rail 3000mm minimum length suitable for 30 no. coats, fixed 1000-1200mm above F.F.L in each mainstream class base in proposed rear extension; Refer to Architects floor plans for location in each classroom.
Furniture, furnishings, details stated
| ^^^^special purpose; coat rail 3.0m long |  | nr
Magnetic white boards, fixed 800-900mm above F.F.L, where an interactive board is being supplied (by others) the white board should be reduced to 1200 x 1200mm in each mainstream class base in proposed rear extension.
Furniture, furnishings, details stated
| ^^^^special purpose; 2400 x 1200mm magnetic white boards |  | nr
Whiteboards (2400 x 1200mm non-interactive) fixed between 800 – 900mm above FFL
Furniture, furnishings, details stated
| ^^^^special purpose; 2400 x 1200mm non-interactive |  | nr
Notice board in each mainstream class base in proposed rear extension.
Furniture, furnishings, details stated
| ^^^^special purpose; 2400 x 1200mm notice board |  | nr
Contractor to supply & fit Mainstream Classroom with new IT Bench unit to Architects design drawings in accordance with Department of Education Design Guidelines; Contractor to allow for service connections and finishing around this upon completion of fitting; Refer to Architects drawings for location of Mainstream Classroom with IT Bench unit; Contractor to allow for ALL fitted joinery as shown in plan and elevation; Contractors responsibility to make good of any damage caused throughout proposed works to new joinery & fitted furniture at their own expense up until the point of handover; proposed counter shall be 30mm thick moisture resistant MDF worktop with decorative high pressure laminate, rounded edges providing circular-cut outs with PVC grommets cables; all Worktop edges to be provided with C-shaped frame; Worktop unit to be supported and held by 50x 50mm mild steel frame and finished with epoxy powder coated to selected RAL colour; unit to be provided with end caps and adjustable feet to allow for change in height; Colour to be agreed with architect prior to order; melamine faced chipboard will not be permitted in any circumstances; units to comply with BS 6222 and BS EN 1153 & structural performance to BS 6222:part 2, grade H. Surface finishes performance to BS 6222:part 3 & worktop classification to BS 6222:part 3, type 2; Formaldehyde levels to conform to Type Class E1 of product standard EN622-1.
Equipment
| ^^^^special purpose; IT Bench 2500 x 630mm deep |  | nr
Blinds shall be manually operated heavy duty contract grade steel tube spring-less rollers, complete with side winder endless ball chain control units and child safety clips appropriately sized for each opening and shall be in compliance with Irish Standard ISEN 13120; Internal Blinds; contractor to allow for blackout blinds throughout and SEN spaces to include patterns (animals, balloons, cars & trucks etc.), design TBC and approved by architect prior to order/ manufacture confirmation; blind material shall be light coloured dense basket weave sunscreen material; blinds must perform such that they eliminate glare to the teaching walls and white/black boards, associated data projection screens and white interactive boards, reduce heat transfer to the room and still permit light transmission to the internal space; daylight transmission, solar absorption, openness factor and shading co-efficiency must all be taken into account when selecting the appropriate sun screen shade cloth for the teaching spaces; in order to achieve the above requirements and ensure the blinds are fit for purpose as outlined consideration should be given to; light transmission values in the 9% to 12% range; solar absorption in the 17% to 20% range; optimum shading coefficient; openness factor in the 3% to 5% range (All blinds on East and South facing Classroom windows to have a 3% openness factor, subject to mock up on site); both blinds to be light in colour and identical in colour; NOTE: these are guidance values and should not be taken as absolute selection criteria; each case must be accessed on its own circumstances; a full-size mock-up for a south facing teaching space with interactive white board and data projector operational must be conducted prior to final selection of the blind material; manufacture and installation of the blinds shall comply with the requirements of the Irish standards ISEN 13120 Internal blinds - performance including safety requirements; the blind material shall be in compliance with Clause 4: Blinds, TGD-030 and should meet the designation of flameproof when assessed in accordance with BS 3120: 1959. a test certificate as in Appendix C of; fire safety of furnishings and fittings in places of assembly; should be supplied for each item specified.
Furniture, furnishings, details stated
72A | ^^^^Blinds; 2800mm wide x 2200mm high |  | nr
72A | ^^^^Blinds; 1700mm wide x 2200mm high |  | nr
72A | ^^^^Blinds; 685mm wide x 850mm high |  | nr
72A | ^^^^Blinds; 1800mm wide x 2200mm high |  | nr
72A | ^^^^Blinds; 1200mm wide x 2900mm high; |  | nr
72A | ^^^^Blinds;1850mm wide x 2900mm high |  | nr
72A | ^^^^Blinds; 2800mm wide x 2200mm high; |  | nr
******WORKS TO EXISTING******
(--) DEMOLITIONS AND ALTERATIONS
NOTES
| Wherever products are specified by proprietary name and the phrase or equivalent is not included, it is to be deemed included |  | noidn
| The Tenderer's attention is drawn to the "Works Requirements within Volume A" attached, from which this element has been prepared |  | noidn
| For detailed description of workmanship see Architect's & Engineer's Drawings / Specification |  | noidn
Information generally
| 1. Notwithstanding that this Pricing Document has been measured in accordance with Agreed Rules of Measurement 5, the tenderer should note where works measured are not in accordance with ARM. |  | noidn
| 2. The work measured hereunder refers to site preparatory works associated with the new extension, including works outside the boundary of the site. These works will largely be carried out adjacent to a live environment and so all necessary precautions should be taken to ensure the safety of the building occupants. The Contractor MUST include herein for all costs associated with such precautions. |  | noidn
| 3. It is imperative that all tendering Contractors carry out an extensive and detailed site visit to familiarise themselves with the conditions and restrictions that all elements of the demolition, alteration and new work will be carried out in accordance with; Contractor to include in his / her rates herein for the nature of the site. |  | noidn
| 4. Demolition work shall be carried out in accordance with B.S. 6187. |  | noidn
| 5. Protect the public and occupiers of adjoining properties by erection of temporary fences, warning lights, etc before commencing work. |  | noidn
| 6. Notify all service authorities and / or owners of adjoining property, not less than one week before commencing operations. |  | noidn
| 7. Locate and mark the position of services affected by the work; arrange with the appropriate authorities for the location and marking of the position of mains services. |  | noidn
| 8. Prior to demolitions measured hereunder any Specialist Contractor executing the works will have to be approved by the Architect / Engineer for the project (e.g. asbestos removal Subcontractors). |  | noidn
| 9. The Contractor must allow for all necessary segregation of demolition waste and disposal of same in suitably registered tips; including all necessary certificates, licences and permits; all in accordance with current Department of Environment regulations. |  | noidn
| 10. Removals and disposal shall be the full responsibility of the Contractor and shall be carried out in full compliance with The Waste Management Act 1996 and all Regulations thereunder; the European Communities (Protection of Workers) / (Exposure to Asbestos) Regulations, 1989 to 2000; the Safety, Health and Welfare at Work (Exposure to Asbestos) Regulations 2006 and in accordance with the requirements of the Local Authority. |  | noidn
| 11. The rates quoted hereunder for demolition or alteration of existing structural elements will be deemed to INCLUDE for all necessary propping and shoring of overhead or surrounding structures during the operation. |  | noidn
| 12. The Contractor should note limitations on working hours identified in the Preliminaries Section of the Pricing Document. |  | noidn
| 13. The contractor is to be aware of live services in the ceiling voids from the first-floor level. Refer to Galileo Energy Services drawings and documents for all information regarding the live services. |  | noidn
DEMOLITION AND ALTERATIONS
DEMOLITION
Contractor is to allow for removal of existing wet dash render prior to application of new internal lining; disposal of removed material off site.
Remove
92B | ^^^^exceeding 300mm wide |  | m2
Demolition of existing section of internal walls to allow for proposed internal door; including breaking out, disposal off site to a certified disposal facility, making good surrounds, propping and protecting the existing structure; all in accordance with Architect's Drawings and Specification
Demolishing parts of structures
| ^^^^215mm wide internal wall for doors; 1000 x 2100mm high |  | nr
| ^^^^215mm wide internal wall for doors; 2000mm wide x 2100mm high structural opening |  | nr
Demolition of existing section of internal walls for new layout; including breaking out, disposal off site to a certified disposal facility, making good surrounds, propping and protecting the existing structure; all in accordance with Architect's Drawings and Specification
Demolishing parts of structures
| ^^^^215mm wide internal wall to allow for fire corridor at stairs. |  | m2
Demolition of existing section of external walls to allow for proposed SEN Base Extension; including the removal of existing windows and window surrounds, breaking out, disposal off site to a certified disposal facility, making good surrounds, propping and protecting the existing structure; all in accordance with Architect's Drawings and Specification
Demolishing parts of structures
| ^^^^450mm wide external wall |  | m2
ALTERATIONS
Contractor to allow for the removal of existing external sign and symbols on the existing north elevation where the proposed mainstream classroom is going; all in accordance with Architect's Drawings and Specification
Removing
| ^^^^fixtures and fittings; external signage |  | nr
Contractor to allow for the removal of existing external door section of the wall to allow for new internal door; including breaking out, disposal off site to a certified disposal facility, making good surrounds, propping and protecting the existing structure; all in accordance with Architect's Drawings and Specification
Removing
| ^^^^fittings and fixtures; external door and a half; size 1600mm x 2100mm high; include here for removal of part of wall as required |  | nr
Contractor to allow for the removal of existing window and section of wall indicated to allow for the installation of new internal door including breaking out, disposal off site to a certified disposal facility, making good surrounds, propping and protecting the existing structure; all in accordance with Architect's Drawings and Specification.
Removing
| ^^^^fixtures and fittings; external window; 1200 x 2200mm high; include here for removal of part of wall as required |  | nr
Carefully disconnect, decommission and remove all existing sanitary fittings; including WC's, grab rails and sinks; make good to walls and floors and leave ready for installation of new finishes; include here for disposing sanitary fittings off site at a certified disposal facility; all in accordance with Architect's Drawings and Specification
Removing
| ^^^^fittings and fixtures; WC's |  | nr
| ^^^^fittings and fixtures; sinks |  | nr
| ^^^^fittings and fixtures; grab rails |  | nr
Contractor to allow for the removal of existing walls to classroom toilets including breaking out, disposal off site to a certified disposal facility, making good surrounds, propping and protecting the existing structure; all in accordance with Architect's Drawings and Specification.
Removing
| ^^^^partitions; toilet partitions |  | m2
Carefully remove existing craft sink joinery unit, fittings and pipework, including existing wall tiling; including removal of grounds, fixings etc.; disposal off site at a certified disposal facility; all in accordance with Architect's Drawings and Specification
Removing
| ^^^^fittings and fixtures; craft sink joinery unit; 2550mm long |  | nr
Carefully remove existing internal doors, screens, frame and architraves; including disposal off site at a certified disposal facility and making good surrounding finishes etc.; all in accordance with Architect's Drawings and Specification
Removing
| ^^^^fittings and fixtures; internal door; size 1000mm x 2100mm high |  | nr
| ^^^^fittings and fixtures; internal toilet door; size 850mm x 2100mm high |  | nr
Carefully remove existing floor finishes; including removal of any skirting / coved skirting and making good floors; disposal off site at a certified disposal facility; all in accordance with Architect's Drawings and Specification
Removing
98A | ^^^^finishes; existing floor finishes |  | m2
Carefully remove existing ceiling finishes; including removal of any trims, hangers, sealants and making good ready for new ceilings; disposal off site at a certified disposal facility; all in accordance with Architect's Drawings and Specification
Removing
98A | ^^^^finishes; existing ceiling finishes |  | m2
Contractor to allow for removal of black film on existing window; all in accordance with Architect's Drawings and Specification
Removing
| ^^^^finishes; black film on existing windows |  | nr
BUILDING STRUCTURE
(22) INTERNAL WALLS, PARTITIONS
NOTES
| Wherever products are specified by proprietary name and the phrase “or equivalent” is not included, it is to be deemed included |  | noidn
| The Tenderer's attention is drawn to the "Works Requirements within Volume A" attached, from which this element has been prepared |  | noidn
| For detailed description of workmanship see Architect's & Engineer's Drawings / Specification |  | noidn
Information generally
| 1. The work measured hereunder refers to the internal walls / partitions associated with the works to the existing SEN and Mainstream classrooms. These works will largely be carried out adjacent to a live environment and all necessary precautions should be taken to ensure the safety of the adjacent building occupants. The Contractor MUST include herein for all costs associated with such precautions. |  | noidn
| 2. The Contractor should note limitations on working hours identified in Preliminaries Section of this Pricing Document. |  | noidn
FLOOR, WALL AND CEILING FINISHES
STUD PARTITIONS
100mm X 44mm Rough Timber C16 Treated En14081; 1no. Layer of 12.5mm gyproc Sound Block followed by 12.5mm Gryproc Harito plasterboard; board joints to be staggered, taped and filled; all board joints installed staggered in accordance with Gyprocs current installation recommendations; Gyproc DryWall screws installed at 300mm centres (200mm at external corners) Gyproc DryWall screws must maintain a minimum 10mm penetration through metal framing components; 2mm Gyproc Skim coat plaster (or Carlite Finish) applied in accordance with Gyprocs current recommendations and prepared for selected painted finish; 100mm MOY ACOUSTIC INSULATION 48kg/m3 snugly fit between all studwork; refer to Product data sheets attached in Architects appendix.
Partition
| ^^^^2900mm high |  | m
Extra over the above for
| ^^^^angles to partitions |  | nr
| ^^^^three-way intersections |  | nr
| ^^^^abutments to other finishes |  | nr
| ^^^^forming doors |  | nr
BUILDING STRUCTURE COMPLETIONS
(31) EXTERNAL WALLS: COMPLETIONS WITHIN OPENINGS
NOTES
| The Tenderer's attention is drawn to the "Works Requirements within Volume A" attached, from which this element has been prepared |  | noidn
| The Tenderer's attention is drawn to the "Works Requirements within Volume A" attached, from which this element has been prepared |  | noidn
| For detailed description of workmanship see Architect's & Engineer's Drawings / Specification |  | noidn
Information generally
| 1. Notwithstanding that this Pricing Document is measured in accordance with the Agreed Rules of Measurement Fifth Edition 2024, the tenderer should note the following where works measured are not in accordance with ARM. |  | noidn
| 2. The work measured hereunder refers to the supply & installation of all the external windows and doors associated with the existing SEN and Mainstream classrooms. These works will largely be carried out adjacent to a live environment and so all necessary precautions should be taken to ensure the safety of the adjacent building occupants. The Contractor MUST include herein for all costs associated with such precautions. |  | noidn
| 3. The Contractor should note limitations on working hours identified in Preliminaries Section of this Pricing Document. |  | noidn
| 4. Dimensions are for pricing purposes only - all opes to be surveyed by window manufacturer prior to manufacture |  | noidn
132A | 5. Window supplier to include for all associated flashings and drips. |  | Item
| 6. All windows to be triple glazed aluminium windows, be designed and manufactured to comply with technical guidance document 021-1 guidance on the specification of windows by the department of education and science. |  | noidn
| 7. Thermally broken aluminium open out rebate type doors with Part M compliant wheelchair thresholds and emergency escape panic bolts; openings to be in accordance with latest t.g.d.; complete with ironmongery. |  | noidn
| 8. 1 hour or 1/2 hour fire-rating as indicated |  | noidn
| 9. The handing of all window opes / doors are as indicated on plans / elevations |  | noidn
WOODWORK
STRUCTURAL AND FIRST FIXINGS
Softwood to BS 1186; white deal; pressure impregnated with an approved preservative; sawn unless otherwise stated
First fixings
74A | ^^^^75 x 20mm grounds for window board |  | m
BOARDING AND SECOND FIXINGS
Window boards to be 19mm Softwood, primed and painted with pencil rounded fixed to treated battens with insulation between where appropriate; battens plugged & screwed to lean mix fill to rear of Cill.; in accordance with Architects drawings and specification
Second fixings
74B | ^^^^windowboards; 19mm thick |  | m
METALWORK
NON-STRUCTURAL
Triple glazed polyester powder coated, commercial grade, thermally broken aluminium windows and doors specified exceeding D.O.E TGD 021-1. U-value to exceed the performance of 1.2 W/m2K as per 2019 building regulations (nZEB); refer to Architects Specification 21 PROPOSED WINDOWS AND DOORS for specification.
Composite items
72A | ^^^^Window Type 05; 1200mm wide x 850mm high |  | nr
Composite items; External Doorset type 1
72A | ^^^^D33; 1200mm wide x 2900mm high; |  | nr
Composite items; External Doorset type 3
72A | ^^^^D30; 2845mm wide x 2935mm high structural ope; door and a half 1000mm wide x 2200mm high and 885mm wide x 2200mm high; including manifestations where required |  | nr
IRONMONGERY, ACCESSORIES AND SUNDRIES
AIR SEAL TAPE
Tescon Pro Clima or equivalent taped and sealed; perimeter seals as required to meet acoustic performance; applied in accordance with manufacturers instructions and recommendations; all in accordance with Architects Drawings and Specification
Sealant
74E | ^^^^to windows and doors |  | m
WINDOW VENTS
Window trickle vent to provide background ventilation in accordance with TGD F 2019; all in accordance with Architects Drawings and Specification.
Vents
| ^^^^to windows (1 nr) |  | m
PAINTING AND DECORATING
PAINTING
1nr coat Fleetwood or equivalent Water based Satinwood undercoat; 2nr coats Fleetwood or equivalent Water based Satinwood; All joints, nail/screw heads to be filled, fully sanded and cleaned down.
General surfaces
74D | ^^^^not exceeding 300mm girth; window boards |  | m
(32) INTERNAL WALLS: COMPLETIONS WITHIN OPENINGS
NOTES
| Wherever products are specified by proprietary name and the phrase “or equivalent” is not included, it is to be deemed included |  | noidn
| The Tenderer's attention is drawn to the "Works Requirements within Volume A" attached, from which this element has been prepared |  | noidn
| For detailed description of workmanship see Architect's & Engineer's Drawings / Specification |  | noidn
Information generally
| 1. The work measured hereunder refers to the supply & installation of all the internal doors associated with the new extension and existing building as required. These works will largely be carried out adjacent to a live environment and so all necessary precautions should be taken to ensure the safety of the adjacent building occupants. The Contractor MUST include herein for all costs associated with such precautions. |  | noidn
| 2. The work measured hereunder refers to the internal doors, frames, architraves, and ironmongery requirement for the project within the new extension. These works will largely be carried out adjacent to a live environment and all necessary precautions should be taken to ensure the safety of the adjacent building occupants. The Contractor MUST include herein for all costs associated with such precautions. |  | noidn
| 3. Please note that the doors and screens measured hereunder are composite items and the rates quoted should include for the door, frame and glazing beads as described. Door sizes given are indicitive only to the blockwork ope size. |  | noidn
| 4. The composite item is deemed to include all component items outlined in the Architect's specification i.e. slips, stop beads, glass, etc |  | noidn
| 5. All mortices and holes together with packing material between the frame and structure of all doorsets and framesets are deemed to be included |  | noidn
WOODWORK
STRUCTURAL AND FIRST FIXINGS
Softwood to BS 1186; white deal; pressure impregnated with an approved preservative; sawn unless otherwise stated
First fixings
| ^^^^35 x 15mm, fixing to blockwork backgrounds |  | m
BOARDING AND SECOND FIXINGS
100 x 19mm red deal architraves; in accordance with Architects specifications
Second fixings
| ^^^^architraves; 100 x 19mm |  | m
COMPOSITE ITEMS
60 minute fire rated; Solid Formica Laminate door as indicated; refer to Architects specification for ironmongery and full specification; refer to Architects drawing T402 and specification internal doors and screens details.
Composite items; doors
78B | ^^^^Door Type 12; 2000mm wide x 2100mm high structural opening; 2 nr 1000 x 2100mm door leafs |  | nr
78B | ^^^^Door Type 14; 1800mm wide x 2100mm high structural opening; 2 nr 900 x 2100mm door leafs |  | nr
Extra over the above for
78B | ^^^^Pyrostop or equally approved, Georgian wire glass is not permitted; 200mm wide x 1500mm high vision panel |  | nr
30 minute fire rated; Solid Formica Laminate door; refer to Architects specification for ironmongery and full specification; refer to Architects drawing T402 and specification internal doors and screens details.
Composite items; doors
78B | ^^^^Door Type 6; 1050mm wide x 2100mm high structural opening; 1050 x 2100mm door opening |  | nr
78B | ^^^^Door Type 8; 1800mm wide x 2100mm high structural opening; 1050 x 2100mm door with a vision panel and half ope 650mm x 2100mm |  | nr
78B | ^^^^Door Type 9; 1800mm wide x 2100mm high structural opening; 2 nr 900 x 2100mm door leafs with vision panels on both doors |  | nr
78B | ^^^^Door Type 11; 1050mm wide x 2100mm high structural opening; 1050 x 2100mm door opening |  | nr
Extra over the above for
78B | ^^^^Pyrostop or equally approved, Georgian wire glass is not permitted; 200mm wide x 1500mm high vision panel |  | nr
Formica Laminate door as indicated; refer to Architects specification for ironmongery and full specification; refer to Architects drawing T402 and specification for internal doors and screens details.
Composite items; doors
79A | ^^^^Door type 4; 1050mm wide x 2100mm high structural opening; 1050 x 2100mm door opening |  | nr
79A | ^^^^Door type 13; 1250mm wide x 2100mm high structural opening; 1250 x 2100mm door opening |  | nr
Formica Laminate door with vision panel as indicated; refer to Architects specification for ironmongery and full specification; refer to Architects drawing T402 and specification for internal doors and screens details.
Composite items; doors
79A | ^^^^Door type 5; 1050mm wide x 2100mm high structural opening; 1050 x 2100mm door opening |  | nr
Extra over the above for
78B | ^^^^Pyrostop or equally approved, Georgian wire glass is not permitted; 200mm wide x 1500mm high vision panel |  | nr
Solid Formica Laminate door; refer to Architects specification for ironmongery and full specification; refer to Architects drawing T402 and specification for internal doors and screens details.
Composite items; doors
78B | ^^^^Door Type 7; 900mm wide x 2100mm high structural opening; 1050 x 2100mm door opening |  | nr
30 minute rated Formica Laminate Glazed door and fixed screen; refer to Architects specification for ironmongery and full specification; refer to Architects drawing T402 and specification 29 for internal doors and screens details.
Composite items; doors
78B | ^^^^Door Type 10; 2000mm wide x 2100mm high structural opening; 1050 x 2100mm door opening; 950 x 2100mm side light |  | nr
IRONMONGERY, ACCESSORIES AND SUNDRIES
60 minute intumescent fire and smoke seals ; all in accordance with Architects Drawings and Specification
Sundries
| ^^^^15mm x 4mm intumescent strip; fitted in rebate in door frames to door sides leaf and head; including forming rebate in door |  | m
30 minute intumescent fire and smoke seals; all in accordance with Architects Drawings and Specification
Sundries
| ^^^^15mm x 4mm intumescent strip; fitted in rebate in door frames to door sides leaf and head; including forming rebate in door |  | m
Perimeter seals as required to meet acoustic performance, Maximum 30RW (dB) for airborne sound insulation between circulation spaces and other spaces used by students; all in accordance with Architects Drawings and Specification
Sundries
| ^^^^perimeter seal |  | m
Refer to KCC Ironmongery Specification for ironmongery requirements. Contractor to include for supply, installation and commissioning of all items and associated works referred to in the specialist Ironmongery Schedule or equal and approved supplier.
Ironmongery Double Door set - FD 60s
| ^^^^KCC or equivalent Grade 304 Stainless Steel 'Fire Door Keep Shut' Sign |  | nr
| ^^^^KCC or equivalent Floor Mounted Door Stop |  | nr
| ^^^^KCC or equivalent Stainless Steel 304 Square Corner Kicking Plate. H150mm x W900mm. |  | nr
| ^^^^KCC Stainless Steel 304 Square Corner Finger Plate. 75mm x 650mm. |  | nr
| ^^^^KCC or equivalent Round Bar Pull Handle. A25 x B600 x C575 x D75. BT Fixing |  | nr
| ^^^^Flexfire or equivalent Fire Rated Graphite Based Intumescent Hinge plate Protector, Radius, 1mm, Black, Self-Adhesive |  | nr
| ^^^^KCC or equivalent Linear Boxed Power Supply Unit Certified to EN60950,24VDC 1amp |  | nr
| ^^^^Dormakaba Rack & Pinion Door Closer c/w Scissor Arm & Hold Open Unit. 53010001 |  | nr
| ^^^^Frisco or equivalent Stainless-Steel Maintenance Free Self Lubricating Thrust Bearing Hinge to hEN1935 grade 476114014 and Certifire CF336 |  | nr
| ^^^^KCC or equivalent Finger shield Finger Guard - Push Side & Pull Side Set x 1,960mm |  | nr
Ironmongery Double Door set - FD 30s
| ^^^^KCC or equivalent Grade 304 Stainless Steel 'Fire Door Keep Shut' Sign |  | nr
| ^^^^KCC or equivalent Floor Mounted Door Stop |  | nr
| ^^^^KCC or equivalent Stainless Steel 304 Square Corner Kicking Plate. H150mm x W900mm. |  | nr
| ^^^^KCC Stainless Steel 304 Square Corner Finger Plate. 75mm x 650mm. |  | nr
| ^^^^KCC or equivalent Round Bar Pull Handle. A25 x B600 x C575 x D75. BT Fixing |  | nr
| ^^^^Flexfire or equivalent Fire Rated Graphite Based Intumescent Hinge plate Protector, Radius, 1mm, Black, Self-Adhesive |  | nr
| ^^^^KCC or equivalent Linear Boxed Power Supply Unit Certified to EN60950,24VDC 1amp |  | nr
| ^^^^Dormakaba Rack & Pinion Door Closer c/w Scissor Arm & Hold Open Unit. 53010001 |  | nr
| ^^^^Frisco or equivalent Stainless-Steel Maintenance Free Self Lubricating Thrust Bearing Hinge to hEN1935 grade 476114014 and Certifire CF336 |  | nr
| ^^^^KCC or equivalent Finger shield Finger Guard - Push Side & Pull Side Set x 1,960mm |  | nr
Ironmongery Single Door set - FD 30s
| ^^^^KCC or equivalent Grade 304 Stainless Steel 'Fire Door Keep Shut' Sign |  | nr
| ^^^^KCC or equivalent Floor Mounted Door Stop |  | nr
| ^^^^KCC or equivalent Stainless Steel 304 Square Corner Kicking Plate. H150mm x W900mm. |  | nr
| ^^^^Fire Rated Interdens Based Intumescent KCC or equivalent Lock Protector,1mm, White |  | nr
| ^^^^Flexfire or equivalent Fire Rated Graphite Based Intumescent Hinge plate Protector, Radius, 1mm, Black, Self-Adhesive |  | nr
| ^^^^Tigris Premium, or equivalent Patented Single & Turn Cylinder 3535 to BS EN1303:2015 grade 160B0C6C |  | nr
| ^^^^KCC or equivalent Linear Boxed Power Supply Unit Certified to EN60950,24VDC 1amp |  | nr
| ^^^^Dormakaba Rack & Pinion Door Closer c/w Scissor Arm & Hold Open Unit. 53010001 |  | nr
| ^^^^KCC or equivalent Tubular Stainless Steel 304 19mm Unsprung Rose Lever Handle on Rose to BS EN1906:2012 grade 37-B030B |  | set
| ^^^^KCC or equivalent Stainless Steel 304 Euro Profile Escutcheon. 5mm |  | nr
| ^^^^Frisco or equivalent Stainless-Steel Maintenance Free Self- Lubricating Thrust Bearing Hinge to hEN1935 grade 476114014and Certifire CF336 |  | nr
| ^^^^KCC or equivalent Heavy Duty Modular Mortice Sash lock c/w Anti-Rattle Adjustable Strike Plate to hEN12209 grade 3X510F3BC20 and Certifire CF5234 |  | nr
| ^^^^KCC or equivalent Finger shield Finger Guard - Push Side & Pull Side Set x 1,960mm |  | nr
Ironmongery Single Door set
| ^^^^KCC or equivalent Floor Mounted Door Stop |  | nr
| ^^^^KCC or equivalent Stainless Steel 304 Square Corner Kicking Plate. H150mm x W900mm. |  | nr
| ^^^^ Interdens Based Intumescent KCC or equivalent Lock protector,1mm, White |  | nr
| ^^^^Flexfire or equivalent Graphite Based Intumescent Hinge plate Protector, Radius, 1mm, Black, Self-Adhesive |  | nr
| ^^^^Tigris Premium, or equivalent Patented Single & Turn Cylinder 3535 to BS EN1303:2015 grade 160B0C6C |  | nr
| ^^^^KCC or equivalent Linear Boxed Power Supply Unit Certified to EN60950,24VDC 1amp |  | nr
| ^^^^Dormakaba Rack & Pinion Door Closer c/w Scissor Arm & Hold Open Unit. 53010001 |  | nr
| ^^^^KCC or equivalent Tubular Stainless Steel 304 19mm Unsprung Rose Lever Handle on Rose to BS EN1906:2012 grade 37-B030B |  | set
| ^^^^KCC or equivalent Stainless Steel 304 Euro Profile Escutcheon. 5mm |  | nr
| ^^^^Frisco or equivalent Stainless-Steel Maintenance Free Self- Lubricating Thrust Bearing Hinge to hEN1935 grade 476114014and Certifire CF336 |  | nr
| ^^^^KCC or equivalent Heavy Duty Modular Mortice Sash lock c/w Anti-Rattle Adjustable Strike Plate to hEN12209 grade 3X510F3BC20 and Certifire CF5234 |  | nr
| ^^^^KCC or equivalent Finger shield Finger Guard - Push Side & Pull Side Set x 1,960mm |  | nr
Ironmongery Single Dorset for Standard W/C - FD Nil
| ^^^^KCC or equivalent Grade 304 Stainless Steel Unisex Symbol |  | nr
| ^^^^Hat & Coat Hook |  | nr
| ^^^^KCC or equivalent Floor Mounted Door Stop |  | nr
| ^^^^KCC or equivalent Stainless Steel 304 Square Corner Kicking Plate. H150mm x W900mm. |  | nr
| ^^^^KCC or equivalent Tubular Stainless Steel 304 19mm Unsprung Rose Lever Handle on Rose to BS EN1906:2012 grade 37-B030B |  | set
| ^^^^KCC or equivalent Stainless Steel 304 Standard Thumb turn & Release. 6mm |  | nr
| ^^^^Frisco or equivalent Stainless-Steel Maintenance Free Self- Lubricating Thrust Bearing Hinge to hEN1935 grade 476114014and Certifire CF336 |  | nr
| ^^^^KCC or equivalent Heavy Duty Modular Mortice Sash lock c/w Anti-Rattle Adjustable Strike Plate to hEN12209 grade 3X510F3BC20 and Certifire CF5234 |  | nr
| ^^^^KCC or equivalent Finger shield Finger Guard - Push Side & Pull Side Set x 1,960mm |  | nr
Access control system to be provided as indicated on architects. Refer to Architects Door Schedule; to be read in conjunction with M&E engineers’ drawings and specification.
Access Control
| ^^^^Allow for supply of access control as per Galileo Energy Services design |  | item
FD60 Swing Door Guard to be installed at the edge of each door; refer to architects floor plan sheet T102 for the location of these door guards; They are indicated with a light blue circle; FINGER SAFETY: Specially designed roller type blind ensures constant tension as the door moves, preventing fingers from inadvertently getting crushed in closing swing doors; MOUNT & ADJUST IN MINUTES: Oblong mounting holes along with an easily removable/mountable fabric cover facilitates mounting to the door and frame in a matter of minutes; STYLISH AND EASY TO MAINTAIN Available in silver, black and white, installs without any screw heads visible. Our removable/mountable fabric cover allows for easy door maintenance and FP60 fabric cleaning; DURABLE & FIRE RESISTANT: Durability tested up to 1,000,000 test cycles and B1 rated fire resistant; SIZE: Available in 1,925mm and 2,015mm lengths for full compliance to EN16005; refer to attached PDF in the appendix documents for the fixings of these finger guards.
Finger Guard
| ^^^^Allow for supply of finger guard installation |  | item
PAINTING AND DECORATING
PAINTING AND DECORATING
All joints, nail/screw heads to be filled, fully sanded and cleaned down; Fleetwood Water based Satinwood undercoat 1 no. coats; Fleetwood Water based Satinwood 2no. coats.
General surfaces
| ^^^^not exceeding 300mm girth; architraves |  | m
BUILDING FINISHES
(41) WALL FINISHES EXTERNALLY
NOTES
| The Tenderer's attention is drawn to the "Works Requirements within Volume A" attached, from which this element has been prepared |  | noidn
| For detailed description of workmanship see Architect's & Engineer's Drawings / Specification |  | noidn
Information generally
| 1. Notwithstanding that this Pricing Document is measured in accordance with the Agreed Rules of Measurement Fifth Edition 2024, the tenderer should note the following where works measured are not in accordance with ARM. |  | noidn
| 2. The work measured hereunder refers to the external wall scope associated with the existing SEN and Mainstream classrooms. These works will largely be carried out adjacent to a live environment and all necessary precautions should be taken to ensure the safety of the adjacent building occupants. The Contractor MUST include herein for all costs associated with such precautions. |  | noidn
| 3. The Contractor should note limitations on working hours identified in Preliminaries Section of this Pricing Document. |  | noidn
FLOOR, WALL AND CEILING FINISHINGS
IN SITU FINISHES
22mm External Sponge Finish Render to be applied as indicated on architectural drawings22 mm. External rendering to comprise of 3-5mm thick 1:1.5-2 cement: sharp sand scud coat; 9mm 1:1:6 cement: lime: sharp sand scratch coat; 9mm 1:1:6 cement: lime: sharp sand float coat with textured finish to be agreed with the architect; all in accordance with Architects Drawings and Specification
Walls
55F | ^^^^not exceeding 300mm wide |  | m2
55F | ^^^^exceeding 300mm wide |  | m2
Movement / Expansion Joints; renderplas PVCu Movement & Expansion Joint bead ref. MJ15 or equal and approved; To BS EN 13914-1:2005 - External Rendering; to be used where structural movement joints are located under render & may also be used as day joints or to define different coloured render panels; bead should also be used where a change in background substrate occurs; butt joints to be embedded in silicone mastic to prevent water ingress; mechanical fixing to be avoided to prevent distortion of bead; all in accordance with Architects Drawings and Specification
Sundries
56A | ^^^^movement joints |  | m
Stainless steel accessories; fixing with plaster dabs or staples to blockwork/concrete backgrounds; all in accordance with Architects Drawings and Specification
Sundries
56A | ^^^^like items; stop bead; "Expamet Ref 542" or equivalent |  | m
56A | ^^^^like items; angle bead; "Expamet Ref 545" or equivalent |  | m
PAINTING AND DECORATING
PAINTING
1 coat of Dulux Trade Undercoat of selected shade; 1 coat of Dulux Trade High Gloss of selected shade; spot prime any bare metal, metal fixings nail heads etc with: 1 coat(s) of Dulux Trade Metal Primer; prime overall with: 1 coat(s) of Dulux Trade Wood Primer White
Walls
55F | ^^^^not exceeding 300mm wide |  | m2
55F | ^^^^exceeding 300mm wide |  | m2
(42) WALL FINISHES INTERNALLY
NOTES
| The Tenderer's attention is drawn to the "Works Requirements within Volume A" attached, from which this element has been prepared |  | noidn
| For detailed description of workmanship see Architect's & Engineer's Drawings / Specification |  | noidn
Information generally
| 1. Notwithstanding that this Pricing Document is measured in accordance with the Agreed Rules of Measurement Fifth Edition 2024, the tenderer should note the following where works measured are not in accordance with ARM. |  | noidn
| 2. The work measured hereunder refers to the external wall scope associated with the existing SEN and Mainstream classrooms. These works will largely be carried out adjacent to a live environment and all necessary precautions should be taken to ensure the safety of the adjacent building occupants. The Contractor MUST include herein for all costs associated with such precautions. |  | noidn
| 3. The Contractor should note limitations on working hours identified in Preliminaries Section of this Pricing Document. |  | noidn
FLOOR, WALL AND CEILING FINISHES
IN SITU FINISHES
Contractor to allow for Architect approved IAB & BBA certified tanking system to be applied to floor & wall surfaces prior to Altro Satins splashback in proposed shower room wet room. Walls to be tanked to a height of 100mm up-stand provided generally. Shower wet areas to be tanked to full height and to a width of minimum 300mm beyond enclosure - all to be constructed entirely in accordance with manufacturer's instructions & recommendations and to be carried out by an approved contractor. Allow for appropriate system trims in all showers.
Walls
| ^^^^exceeding 300mm wide |  | m2
TILE SLAB AND MOSAIC FINISHES
Contractor to allow for tiled splashbacks as per Architects finishes drawings; splashbacks for the WC & Daily Living Skills is to be PRIMUS CERAMICHE TECHNICAL, 15x15cm BLANCO or equivalent tile; if equivalent product is proposed contractor must provide technical submittal to architect for approval.
Walls
| ^^^^exceeding 300mm wide |  | m2
Contractor to allow for tiled splashbacks as per Architects finishes drawings; Splashbacks for the classrooms indicated on the architects finishes drawings are to be PRIMUS CERAMICHE, TECHNICAL, 15x15cm, OLIVA or equivalent tile; if equivalent product is proposed contractor must provide technical submittal to architect for approval.
Walls
| ^^^^exceeding 300mm wide |  | m2
Contractor to allow for tiled splashbacks as per Architects finishes drawings; Splashbacks for the other classrooms indicated on the architects finishes drawings are to be PRIMUS CERAMICHE, TECHNICAL, 15x15cm, AZUR or equivalent tile; if equivalent product is proposed contractor must provide technical submittal to architect for approval.
Walls
| ^^^^exceeding 300mm wide |  | m2
Supply and fit Enviroclad Hygenic PVC or equivalent Hygienic Wall Cladding; colour Marigold; to be installed as per manufactures instructions
Walls
| ^^^^exceeding 300mm wide |  | m2
Extra over the above for
| ^^^^Schlüter RONDEC Stainless Steel finishing and edge protection profile |  | m
PAINTING AND DECORATING
PAINTING
Fleetwood Popular Colour Collection or Equal and approved; Initial / Undercoats: Fleetwood Primer Sealer Undercoat as recommended by manufacturer, 1no.Number of coats; Finishing coats: Fleetwood Popular Colour Collection or Equal and approved, all colours per room to be confirmed, 2no.Number of coats; refer to Architects Specification 28.
Walls
55F | ^^^^not exceeding 300mm wide |  | m2
92B | ^^^^exceeding 300mm wide |  | m2
92B | ^^^^exceeding 300mm wide (Painting to walls of Staircore 1) |  | m2
(43) FLOOR FINISHES
NOTES
| The Tenderer's attention is drawn to the "Works Requirements within Volume A" attached, from which this element has been prepared |  | noidn
| For detailed description of workmanship see Architect's & Engineer's Drawings / Specification |  | noidn
Information generally
| 1. Notwithstanding that this Pricing Document is measured in accordance with the Agreed Rules of Measurement Fifth Edition 2024, the tenderer should note the following where works measured are not in accordance with ARM. |  | noidn
| 2. The work measured hereunder refers to the external wall scope associated with the existing SEN and Mainstream classrooms. These works will largely be carried out adjacent to a live environment and all necessary precautions should be taken to ensure the safety of the adjacent building occupants. The Contractor MUST include herein for all costs associated with such precautions. |  | noidn
| 3. The Contractor should note limitations on working hours identified in Preliminaries Section of this Pricing Document. |  | noidn
ROOFING, CLADDING AND WATERPROOFING
MASTIC ASPHALT, WATERPROOF AND GAS PROOF NON-METAL FLEXIBLE SHEET COVERINGS
Contractor to allow for Architect approved IAB & BBA certified tanking system to be applied to floor & wall surfaces prior to Altro Satins splashback in proposed shower room wet room. Walls to be tanked to a height of 100mm up-stand provided generally. Shower wet areas to be tanked to full height and to a width of minimum 300mm beyond enclosure - all to be constructed entirely in accordance with manufacturer's instructions & recommendations and to be carried out by an approved contractor. Allow for appropriate system trims in all showers.
Floors
| ^^^^exceeding 300mm wide |  | m2
WOODWORK
STRUCTURAL AND FIRST FIXINGS
Softwood to BS 1186; white deal; pressure impregnated with an approved preservative; sawn unless otherwise stated.
First fixings
| ^^^^45 x 22mm treated continuous softwood grounds; fixed to blockwork / concrete |  | m
BOARDING AND SECOND FIXINGS
19mm Red deal; skirtings 150mm high; all fixings shall be recessed with pre drilled, filled and sanded prior to decoration.
Second Fixing
| ^^^^150 x 19mm thick |  | m
FLOOR, WALL AND CEILING FINISHES
IN SITU FINISHES
ARDEX NA or equivalent Liquid Levelling compound to be applied along with a suitable liquid DPM to floor surface before laying floor finish.
Levelling compound
92A | ^^^^horizontal; exceeding 300mm |  | m2
SUNDRIES
'Tescon Pro Clima' or equal approved High-Grade Air-Thightness Tape, taped to junctions to external walls; surfaces to be carefully dusted down for removal of dust & debris prior to application; install membranes with sufficient slack at perimeter to facilitate movement within the building structure; all in accordance with Architect's specification and drawings.
Air-Tightness Tape
92A | ^^^^not exceeding 225mm wide |  | m
FLEXIBLE SHEET FINISHES
Polyflor Paletone PUR colours TBC; all materials for welding must be overlapped and grooved; laid by a specialist firm in accordance with BS 8203:2001 and the manufacturers recommendations and with an approved adhesive; including necessary preparation works; all in accordance with Architects Drawings and Specification
Floors
92B | ^^^^exceeding 300mm wide; horizontal |  | m2
Polyflor - Verona PUR colours TBC; all materials for welding must be overlapped and grooved; laid by a specialist firm in accordance with BS 8203:2001 and the manufacturers recommendations and with an approved adhesive; including necessary preparation works; all in accordance with Architects Drawings and Specification
Floors
92B | ^^^^exceeding 300mm wide; horizontal |  | m2
Polyflor - Quatro PUR colours TBC; all materials for welding must be overlapped and grooved; laid by a specialist firm in accordance with BS 8203:2001 and the manufacturers recommendations and with an approved adhesive; including necessary preparation works; all in accordance with Architects Drawings and Specification
Floors
92B | ^^^^exceeding 300mm wide; horizontal |  | m2
Quantum Profile Systems reference QCF35 - 35mm radius tapered to architraves. Securely bond to base and background using contact adhesive. Accurately mitre at corners; Capping strip: Quantum Profile Systems UCS2 PVC capping strip; where wall finish is ceramic tiles use Quantum Profiles QCT1; securely bond to background using contact adhesive, with top edge straight and parallel with floor; turn flooring material up wall, securely bond to cove former and background using adhesive specified for fixing to base, and ease top of material into edge trim; accurately mitre at corners; all joints to be hot welded in accordance with the manufacturer’s instructions.
Cove Skirtings
94C | ^^^^girth less than or equal to 150mm |  | m
Dividing Strips; between floor finishes
Sundries
95B | ^^^^dividing strip |  | m
FITTED CARPETING
Esplanade 6000 or equivalent Matting - 12mm Closed Construction with Boulevard 6000 Wipers as indicated on architect’s drawings.
Entrance mats
| ^^^^overall size 600 x 1400mm long |  | nr
| ^^^^overall size 600 x 1600mm long |  | nr
| ^^^^overall size 600 x 2000mm long |  | nr
Matwell frame; 25 x 25 aluminium edging frame and dividing t-bars (as required), to be fixed into concrete slab
Framing
| ^^^^30 x 30 x 4mm thick |  | m
Forming or leaving sinkings in concrete for door mats including all cutting and all leveling screeds required
Sundries
| ^^^^overall size 600 x 1400mm long |  | nr
| ^^^^overall size 600 x 1600mm long |  | nr
| ^^^^overall size 600 x 2000mm long |  | nr
PAINTING AND DECORATING
PAINTING
1nr coat Fleetwood or equivalent Water based Satinwood undercoat; 2nr coats Fleetwood or equivalent Water based Satinwood; All joints, nail/screw heads to be filled, fully sanded and cleaned down.
Second Fixing
| ^^^^not exceeding 300mm girth |  | m
(44) STAIRS, RAMPS FINISHES
NOTES
| Wherever products are specified by proprietary name and the phrase “or equivalent” is not included, it is to be deemed included |  | noidn
| The Tenderer's attention is drawn to the "Works Requirements within Volume A" attached, from which this element has been prepared |  | noidn
| For detailed description of workmanship see Architect's & Engineer's Drawings / Specification |  | noidn
Information generally
| 1. The work measured hereunder refers to the floor finishes associated with the new extension and within existing buildings. These works will largely be carried out adjacent to a live environment and all necessary precautions should be taken to ensure the safety of the adjacent building occupants. The Contractor MUST include herein for all costs associated with such precautions. |  | noidn
| 2. The Contractor should allow in the rates quoted hereunder, for any additional floor levelling compound & sanding that may be required to achieve a satisfactory background for the finishes as detailed within the new build. |  | noidn
| 3. The Contractor should allow in the rates quoted hereunder, for any dpm that may be required to achieve a satisfactory moisture content for the laying of finishes as detailed. |  | noidn
| 4. The Contractor should note limitations on working hours identified in Preliminaries Section of this Pricing Document. |  | noidn
| 5. The Contractor should allow in the rates quoted hereunder, for any dpm that may be required to achieve a satisfactory moisture content for the laying of finishes as detailed. |  | noidn
WOODWORK
BOARDING AND SECOND FIXINGS
Moisture resistant MDF skirting board with a bullnosed profile; countersunk, plugged and screwed to walls; inlcude for all necessary packing pieces together with filling and sanding smooth over all screw heads
Second fixings
| ^^^^ 125 mm high x 22 mm thick fixed on landings |  | m
| ^^^^average 110 - 330mm high; cut to profile of treads & risers; raking |  | m
| ^^^^edge trim to profile of stairs; fixed to concrete |  | m
Sundries
| ^^^^non hardening sealant to skirting at wall junction |  | m
FLOOR, WALL AND CEILING FINISHINGS
IN-SITE FINISHES
Chemical DPM installed in accordance with manufacturers instructions; all in accordance with Architects Drawings and Specification
Floors
| ^^^^exceeding 300mm wide; to floors |  | m2
| ^^^^exceeding 300mm wide; to landings |  | m2
| ^^^^not exceeding 300mm; threads |  | m
Levelling compound installed in accordance with manufacturers instructions; all in accordance with Architects Drawings and Specification
Floors
| ^^^^exceeding 300mm wide; to floors |  | m2
| ^^^^exceeding 300mm wide; to landings |  | m2
| ^^^^not exceeding 300mm; threads |  | m
FLEXIBLE SHEET FINISHES
Moisture suppressing DPM; 2 coat epoxy primer DPM where necessary with rising or residual moisture in accordance with the manufacturer's instructions
Work to floors on concrete surface
| ^^^^landings |  | m2
| ^^^^treads |  | m
| ^^^^risers |  | m
Floor finish type 1: Forbo - Sphera Energetic PUR. Coloues TBC. All materials for welding must be overlapped & grooved
Floors
| ^^^^landings; over 300 mm wide; in staircase areas |  | m2
| ^^^^ treads; < or = 300 mm wide |  | m
| ^^^^ risers; < or = 300 mm high |  | m
Extra over
| ^^^^proprietary cove former at junction of tread and riser |  | m
| ^^^^mill finish aluminium nosing with coloured pvc inserts or equivalent; fixing in accordance with the manufacturer's instructions to concrete background |  | m
SUSPENDED CEILINGS
600 x 600 Acoustic Grid Ceiling shall be provided to Stairscore 1 area; to be read in conjuction with architects spec
Ceilings
| ^^^^depth of suspension - 150-500mm |  | m2
Accessories
| ^^^^accoustic sealant; gyproc sealant applied around perimeter of ceiling |  | m
| ^^^^edge trim |  | m
Bulkheads
| ^^^^depth exceeding 500mm not exceeding 1000mm |  | m2
FITTED CARPETING
Esplanade 6000 or equivalent Matting - 12mm Closed Construction with Boulevard 6000 Wipers as indicated on architect’s drawings.
Entrance mats
| ^^^^overall size 600 x 1400mm long |  | nr
Matwell frame; 25 x 25 aluminium edging frame and dividing t-bars (as required), to be fixed into concrete slab
Framing
| ^^^^30 x 30 x 4mm thick |  | m
Forming or leaving sinkings in concrete for door mats including all cutting and all leveling screeds required
Sundries
| ^^^^overall size 600 x 1400mm long |  | nr
PAINTING AND DECORATING
PAINTING
Prepare and apply one coat aluminium primer prior to fixing members
General surfaces
74D | ^^^^not exceeding 300mm girth |  | m
Prepare; touch up primer and apply two undercoats, lightly sanding between coats, and one oil based paint full gloss finish to selected colour
General surfaces
74D | ^^^^not exceeding 300mm girth |  | m
One thinned coat, two full coats Crown trade Matt Vinyl or equivalent
Edge and Ceiling of staircore
| ^^^^over 300 mm girth; in staircase areas |  | m2
(45) CEILING FINISHES
NOTES
| The Tenderer's attention is drawn to the "Works Requirements within Volume A" attached, from which this element has been prepared |  | noidn
| For detailed description of workmanship see Architect's & Engineer's Drawings / Specification |  | noidn
Information generally
| 1. Notwithstanding that this Pricing Document is measured in accordance with the Agreed Rules of Measurement Fifth Edition 2024, the tenderer should note the following where works measured are not in accordance with ARM. |  | noidn
| 2. The work measured hereunder refers to the external wall scope associated with the existing SEN and Mainstream classrooms. These works will largely be carried out adjacent to a live environment and all necessary precautions should be taken to ensure the safety of the adjacent building occupants. The Contractor MUST include herein for all costs associated with such precautions. |  | noidn
| 3. The Contractor should note limitations on working hours identified in Preliminaries Section of this Pricing Document. |  | noidn
WOODWORK
IRONMONGERY, ACCESSORIES AND SUNDRIES
50mm Isover Frame Batt 32 / 60mm Isover Comfort 32 (C10A069; laid over ceiling grid; laid in accordance with manufacturers recommendations; all in accordance with Architects drawings and specification
Insulation
99D | ^^^^exceeding 300mm wide |  | m2
FLOOR, WALL AND CEILING FINISHES
SUSPENDED CEILINGS
Standard CasoLine MF Suspended Ceiling Metal Stud Partition system type CasoLine MF or equivalent standard non fire rated system to proposed office area. Refer to architects drawings for extents; Product Substantiation Report (PSR) reference C100016 (Attached in Appendix); Airborne Laboratory Sound Resistance (BS EN 717): 56RwdB; Impact Laboratory Sound Transfer (BS EN 717): 68LnwdB; Gypframe Ceiling Sections: Gypframe MF5 Ceiling Section Ceiling Section installed maximum centres: 450mm; Gypframe Primary Channels: Gypframe MF7 Primary Channel; Primary Channel installed maximum centres: 1200mm Gypframe Connecting Clips: Gypframe MF9 Connecting Clips used to connect MF5s to MF7s at every intersection; Gypframe Hanging Angle: Gypframe GA1 Steel Angle Hanging Angle installed maximum centres: 1200mm; 1 Gyproc plasterboards: Layer 1 (Inner): 12.5mm Gyproc WallBoard Screw fixings for boarding: Layer 1 (Inner): 25mm Gyproc Drywall Screws; 2mm Gyproc Skim coat plaster (or Carlite Finish) applied in accordance with Gyprocs current recommendation; refer to Architects Specification 26.
Ceilings
98A | ^^^^suspended ceiling system; ceiling depth not exceeding 150mm |  | m2
Extra over for
| ^^^^^^Moisture board Ceilings to be provided in all wet room areas, to be installed as per manufactures installation and guidelines |  | m2
Accessories
98B | ^^^^Gyproc Sealant applied around perimeter of ceiling |  | m
98B | ^^^^Airtightness Barrier |  | m
Armstrong ULTIMA+ or equivalent Suspended ceiling Tile system throughout the proposed extension; Lightly textured, unperforated, non-directional surface. Factory applied treatment for durability, impact, scratch, soil and humidity resistance. Durable edge treatment; Global White; 19mm thick 600 x 600mm modules; Prelude 24 XL2 / TLS or equivalent 24mm exposed grid system; refer to Architects specification section 24 part 3.
Ceilings
98A | ^^^^suspended ceiling system; ceiling depth not exceeding 150mm |  | m2
Accessories
98B | ^^^^perimeter trim to be provided through, fixed directly to masonry wall |  | m
98B | ^^^^Airtightness Barrier |  | m
Acoustic Ceiling Suspended ceiling system type CasoLine MF or equivalent; Product Substantiation Report (PSR) reference C10A058 / C10A059 / C10A069; Gypframe Ceiling Sections: Gypframe MF5 Ceiling Section; Ceiling Section installed maximum centres: 326-327mm; Gypframe Primary Channels: Gypframe MF7 Primary Channel Primary Channel installed maximum centres: 1000mm; Gypframe Connecting Clips: Gypframe MF9 Connecting Clips used to connect MF5s to MF7s at every intersection; Gypframe Hanging Angle: Gypframe GA1 Steel Angle Hanging Angle installed maximum centres: 900mm; 1 Gyproc plasterboards: Layer 1 (Inner): Rigitone 8-15-20 SUPER; Screw fixings for boarding: Layer 1 (Inner): 25mm Gyproc Drywall Screws; Boards should be positioned with corresponding Rigitone Spacing Tool with joints treated in line with the Rigitone Jointing Process; Gyproc DryWall screws installed at 170mm centres within the field of the board and 150mm centres along board ends; Gyproc DryWall screws must maintain a minimum 10mm penetration through metal framing components; Gyproc Wafer Head Jack-Point Screws used to fix Gypframe GA1 Angle to Gypframe MF7 Primary Channels; refer to Architects Specification 26.
Ceilings
98A | ^^^^suspended ceiling system; ceiling depth not exceeding 150mm |  | m2
Extra over for
| ^^^^Bulkheads to structural steel; not exceeding 300mm depth |  | m2
Accessories
98B | ^^^^Acoustical sealant: Gyproc Sealant applied around perimeter of ceiling |  | m
98B | ^^^^Airtightness Barrier |  | m
PAINTING AND DECORATING
PAINTING
Fleetwood Premium Acrylic Matt Emulsion Brilliant White or equivalent; Fleetwood or equivalent Primer Sealer Undercoat as recommended by manufacturer, 1no. coat; Fleetwood Premium Acrylic Matt Emulsion Brilliant White or equivalent; 2no.coats; refer to Architects specification 27.3.2.
Ceilings
99D | ^^^^exceeding 300mm wide |  | m2
**BUILDING SERVICES INSTALLATION (PIPED AND DUCTED)**
(51) HEATING CENTRE
NOTES
| Wherever products are specified by proprietary name and the phrase or equivalent is not included, it is to be deemed included |  | noidn
| The Tenderer's attention is drawn to the "Works Requirements within Volume A" attached, from which this element has been prepared |  | noidn
| For detailed description of workmanship see Mechanical & Electrical Engineer's Drawings / Specification |  | noidn
| Notwithstanding the provisions of the Agreed Rules of Measurement (ARM5), the items listed below have not been measured in accordance with ARM5. |  | noidn
| The Contractor shall allow for the full and complete provision of the works associated with these items, including all labour, materials, equipment, cabling, containment, accessories, testing and commissioning, as required by the Contract Drawings and Services Engineers Specification. No adjustment to the Contract Sum shall be made on the basis that such items have not been measured in accordance with ARM5. |  | noidn
| The Contractor shall note that notwithstanding the quantities included in this Bill of Quantities, the tendered sum shall be deemed to include for the full and complete execution of the works as described in the Services Engineers Specifications, Drawings and Schedules. |  | noidn
| The Contractor shall ensure that all plant, equipment, fixtures, ductwork, pipework, valves, dampers, controls, insulation, supports, builders work interfaces and ancillary items, whether specifically quantified or not, are fully allowed for in order to deliver a complete, coordinated and fully functioning mechanical services installation. The Contractor shall not be entitled to additional payment for any item omitted from the BoQ quantities where such item is clearly required by the drawings and/or specifications. |  | noidn
Information generally
| 1. It is brought to the Contractors attention that the proposed alterations to the extension and as such particular attention should be paid to the requirement for concealed pipework and recessed radiators together with any other requirements for an SEN Unit as detailed in the Mechanical & Electrical Engineer's Drawings / Specifications and as demanded by the requirements of a typical SEN unit. |  | noidn
| 2. Allow for bringing and removal on completions all plant required for this element of work |  | noidn
| 3. Contractor to include in his tender sum for all general and special attendances required on his mechanical sub-contractor |  | noidn
GENERAL/SPECIAL ATTENDANCE
Notes
This Element includes the following scope of works: Mechanical services (installation of complete Heating Centre and BMS installation).
Preliminary Particulars
0B | The Contractor shall include here for all items deemed necessary relating to this Element of the Works as contained in the Service Engineers Drawings and specifications, schematics and associated equipment schedules |  | item
General/Special Attendances
| The Contractor is to liaise directly with the Mechanical Specialist with regards to the provision of all attendances required for the mechanical installation; no claims will be entertained in respect of omissions or oversights on behalf of either party. Any general / special attendances listed below are for guidance purposes only. |  | noidn
108B | ^^^^provide lightweight aluminium mobile scaffolds complete with floors, ladder and handrails, for the installation of new services at high level as per the relevant drawings |  | Item
108C | ^^^^provide for hoisting of all plant as necessary |  | Item
108D | ^^^^provide for storing all plant as necessary |  | Item
108E | ^^^^provide for storing all material as necessary |  | Item
HEATING CENTRE
GENERAL
Supply, installation, testing and commissioning of a the LPHW heating centre as shown on the drawings and described in the Mechanical Specification
| Supply, install, commission and test of above Space Heating installations & BMS in accordance with the Mechanical Installation drawings and Specifications |  | Item
| Supply, install, commission and test all LPHW Pipework and fittings in boilerhouse in accordance with the Mechanical Installation drawings and Specifications |  | Item
| Supply, install, commission and test all works in relation to the BMS Controls in accordance with the Mechanical Installation drawings and Specifications |  | Item
PRIMARY EQUIPMENT
Circulating Pumps; as per Service Engineers Schedules
| Grundfos Magna3D 65/150F (twin head) or equivalent; all works, labour, materials, etc. for the supply and installation of all new pump as indicate; all in accordance with Services Engineers Drawings and Specifications |  | Item
PIPEWORK, FITTINGS AND ANCILLARIES
Distribution system; including valves, tees and bends
0W | LPHW pipework system (Low Pressure Hot Water) to Boiler House; pipework material as specified; screwed joints in running length; including supports, fittings, accessories, isolating valves, check valves, strainers, gauges, sleeves, decorative plates, expansion loops, anchors and guides; all in accordance with Services Engineers Drawings and Specifications |  | item
| LPHW pipework system (Low Pressure Hot Water); pipework material as specified; screwed joints in running length; including supports, fittings, accessories, isolating valves, check valves, strainers, gauges, sleeves, decorative plates, expansion loops, anchors and guides; all in accordance with Services Engineers Drawings and Specifications |  | Item
0X | Include here for any other valves/fixings not expressly listed above but required to complete the works |  | item
INSULATION
Insulation; in accordance with the Service Engineers Specification
0E | pipework; generally |  | item
TESTING AND COMMISSIONING
Identification
0P | Identification plates, labels and the like; as Engineer's specification |  | Item
Testing
| Flush out of new pipework |  | Item
| Pressure testing of new pipework |  | Item
0G | Sterilisation |  | Item
| Allow for installing corrosion inhibitor in the heating system once all works have been completed |  | Item
Commissioning and system validation
0F | Testing and commissioning as detailed in Engineer's specification |  | Item
0M | Warranty requirements as detailed in Engineer's specification |  | Item
Operation and maintenance manuals
0H | Operating and maintenance manuals; manuals shall be available as specified in the Mechanical Specification |  | Item
Drawing preparation
0J | Working drawings |  | Item
0K | Co-ordination drawings |  | Item
0L | As-built drawings |  | Item
General Builder's Work
0N | Marking out and supervision of all Builder's Work |  | Item
0N | fire stopping; the Contractor shall identify openings where fire stopping is required, to complete building in around containment trays and conduits, which fire stopping shall be certified by specialists |  | item
(52) DRAINAGE AND REFUSE DISPOSAL
NOTES
| Wherever products are specified by proprietary name and the phrase or equivalent is not included, it is to be deemed included |  | noidn
| The Tenderer's attention is drawn to the "Works Requirements within Volume A" attached, from which this element has been prepared |  | noidn
| For detailed description of workmanship see Mechanical & Electrical Engineer's Drawings / Specification |  | noidn
| Notwithstanding the provisions of the Agreed Rules of Measurement (ARM5), the items listed below have not been measured in accordance with ARM5. |  | noidn
| The Contractor shall allow for the full and complete provision of the works associated with these items, including all labour, materials, equipment, cabling, containment, accessories, testing and commissioning, as required by the Contract Drawings and Services Engineers Specification. No adjustment to the Contract Sum shall be made on the basis that such items have not been measured in accordance with ARM5. |  | noidn
| The Contractor shall note that notwithstanding the quantities included in this Bill of Quantities, the tendered sum shall be deemed to include for the full and complete execution of the works as described in the Services Engineers Specifications, Drawings and Schedules. |  | noidn
| The Contractor shall ensure that all plant, equipment, fixtures, ductwork, pipework, valves, dampers, controls, insulation, supports, builders work interfaces and ancillary items, whether specifically quantified or not, are fully allowed for in order to deliver a complete, coordinated and fully functioning mechanical services installation. The Contractor shall not be entitled to additional payment for any item omitted from the BoQ quantities where such item is clearly required by the drawings and/or specifications. |  | noidn
Information generally
| 1. It is brought to the Contractors attention that the proposed alterations to the extension and as such particular attention should be paid to the requirement for concealed pipework and recessed radiators together with any other requirements for an SEN Unit as detailed in the Mechanical & Electrical Engineer's Drawings / Specifications and as demanded by the requirements of a typical SEN unit. |  | noidn
| 2. Allow for bringing and removal on completions all plant required for this element of work |  | noidn
| 3. Contractor to include in his tender sum for all general and special attendances required on his mechanical sub-contractor |  | noidn
GENERAL/SPECIAL ATTENDANCE
Notes
| This Element includes the following scope of works: Mechanical services (installation of complete overground soils and wastes installation). |  | noidn
Preliminary Particulars
0B | The Contractor shall include here for all items deemed necessary relating to this Element of the Works as contained in the Service Engineers Drawing 19-052 52(M001) - T1 to 19-052 52(M005) - T1 and specifications, schematics and associated equipment schedules |  | item
General/Special Attendances
| The Contractor is to liaise directly with the Mechanical Specialist with regards to the provision of all attendances required for the mechanical installation; no claims will be entertained in respect of omissions or oversights on behalf of either party. Any general / special attendances listed below are for guidance purposes only. |  | noidn
108B | ^^^^provide lightweight aluminium mobile scaffolds complete with floors, ladder and handrails, for the installation of new services at high level as per the relevant drawings |  | Item
108C | ^^^^provide for hoisting of all plant as necessary |  | Item
108D | ^^^^provide for storing all plant as necessary |  | Item
108E | ^^^^provide for storing all material as necessary |  | Item
MECHANICAL INSTALATIONS
SOILS & WASTES SERVICES
GENERAL
Supply, install and commission of Internal Drainage systems in accordance with the General & Particular Mechanical Specification
0C | supply, install, commission and test of above ground soils and wastes installation; to BS EN 12056: Drainage Systems Inside Buildings |  | item
PRIMARY EQUIPMENT
Connection to Equipment and Sanitaryware
0D | The Mechanical Contractor shall be responsible for the installation and connections of all sanitary fitments, WC’s, WHB’s, sinks, etc., as indicated on the drawings; all in accordance with Services Engineers Drawings and Specifications |  | Item
| The Mechanical Contractor shall allow for connecting the new uPVC soils and wastes pipework for the new sanitary fitments, kitchen equipment, sinks, etc. to the waste pop-ups in the building as indicated on the drawing; all in accordance with Services Engineers Drawings and Specifications |  | Item
| The Mechanical Contractor shall allow for all final uPVC waste connections to all WHB’s, sinks, WC’s, etc. as indicated on the drawings; all in accordance with Services Engineers Drawings and Specifications |  | Item
PIPEWORK
PIPEWORK, FITTINGS AND ANCILLARIES
Waste system; including valves, tees and bends
0W | New 110mm dia. waste pop-up. Contractor shall allow for connecting the 40mm dia. waste pipework from the sink to the 110mm dia. pop-up. Builders waste socket in floor shall be completed by main contractor (1) |  | Nr
0A | New 110mm dia. waste pop-up. Contractor shall allow for connecting the 32mm dia. waste pipework from the WHB to the 110mm dia. pop-up. Builders waste socket in floor shall be completed by main contractor (2) |  | Nr
0B | New 110mm dia. waste pipework from WC waste pipework from WC shall be connected to a new 110mm dia. builders work floor socket or new 110mm dia. soil vent stack. Builders waste socket in floor shall be completed by main contractor (3) |  | Nr
| New 110mm dia. waste floor socket for soil vent pipe (SVP). Builders waste floor socket shall be installed by the main contractor. SVP shall rise to the roof level and extend 1000mm above roof level. Allow for a pipework rise of approximately 4000mm from ground level to roof level (5) |  | Nr
| Fire collar, mild steel galvanised, 2 hour fire rating installed on waste pipework passing through fire compartment floor or wall. |  | Nr
INSULATION
Insulation; in accordance with the Service Engineers Specification
0E | pipework; generally |  | item
TESTING AND COMMISSIONING
Identification
0P | Identification plates, labels and the like; as Engineer's specification |  | Item
Testing
| Flush out of new pipework |  | Item
| Pressure testing of new pipework |  | Item
0G | Sterilisation |  | Item
| Allow for installing corrosion inhibitor in the heating system once all works have been completed |  | Item
Commissioning and system validation
0F | Testing and commissioning as detailed in Engineer's specification |  | Item
0M | Warranty requirements as detailed in Engineer's specification |  | Item
Operation and maintenance manuals
0H | Operating and maintenance manuals; manuals shall be available as specified in the Mechanical Specification |  | Item
Drawing preparation
0J | Working drawings |  | Item
0K | Co-ordination drawings |  | Item
0L | As-built drawings |  | Item
General Builder's Work
0N | Marking out and supervision of all Builder's Work |  | Item
0N | fire stopping; the Contractor shall identify openings where fire stopping is required, to complete building in around containment trays and conduits, which fire stopping shall be certified by specialists |  | item
(53) WATER DISTRIBUTION
NOTES
| Wherever products are specified by proprietary name and the phrase or equivalent is not included, it is to be deemed included |  | noidn
| The Tenderer's attention is drawn to the "Works Requirements within Volume A" attached, from which this element has been prepared |  | noidn
| For detailed description of workmanship see Mechanical & Electrical Engineer's Drawings / Specification |  | noidn
| Notwithstanding the provisions of the Agreed Rules of Measurement (ARM5), the items listed below have not been measured in accordance with ARM5. |  | noidn
| The Contractor shall allow for the full and complete provision of the works associated with these items, including all labour, materials, equipment, cabling, containment, accessories, testing and commissioning, as required by the Contract Drawings and Services Engineers Specification. No adjustment to the Contract Sum shall be made on the basis that such items have not been measured in accordance with ARM5. |  | noidn
| The Contractor shall note that notwithstanding the quantities included in this Bill of Quantities, the tendered sum shall be deemed to include for the full and complete execution of the works as described in the Services Engineers Specifications, Drawings and Schedules. |  | noidn
| The Contractor shall ensure that all plant, equipment, fixtures, ductwork, pipework, valves, dampers, controls, insulation, supports, builders work interfaces and ancillary items, whether specifically quantified or not, are fully allowed for in order to deliver a complete, coordinated and fully functioning mechanical services installation. The Contractor shall not be entitled to additional payment for any item omitted from the BoQ quantities where such item is clearly required by the drawings and/or specifications. |  | noidn
Information generally
| 1. It is brought to the Contractors attention that the proposed alterations to the extension and as such particular attention should be paid to the requirement for concealed pipework and recessed radiators together with any other requirements for an SEN Unit as detailed in the Mechanical & Electrical Engineer's Drawings / Specifications and as demanded by the requirements of a typical SEN unit. |  | noidn
| 2. Allow for bringing and removal on completions all plant required for this element of work |  | noidn
| 3. Contractor to include in his tender sum for all general and special attendances required on his mechanical sub-contractor |  | noidn
GENERAL/SPECIAL ATTENDANCE
Notes
| This Element includes the following scope of works: Mechanical services (storage tanks, pipework, valves, pumps and associated ductwork, mains water, cold water and hot water distribution) |  | noidn
Preliminary Particulars
0B | The Contractor shall include here for all items deemed necessary relating to this Element of the Works as contained in the Service Engineers Drawing 19-052 53(M001) - T1 to 19-052 53(M006) - T1 and specifications, schematics and associated equipment schedules |  | item
General/Special Attendances
| The Contractor is to liaise directly with the Mechanical Specialist with regards to the provision of all attendances required for the mechanical installation; no claims will be entertained in respect of omissions or oversights on behalf of either party. Any general / special attendances listed below are for guidance purposes only. |  | noidn
108B | ^^^^provide lightweight aluminium mobile scaffolds complete with floors, ladder and handrails, for the installation of new services at high level as per the relevant drawings |  | Item
108C | ^^^^provide for hoisting of all plant as necessary |  | Item
108D | ^^^^provide for storing all plant as necessary |  | Item
108E | ^^^^provide for storing all material as necessary |  | Item
MECHANICAL INSTALATION
WATER SERVICES
GENERAL
Supply, install and commission of Water Services Systems in accordance with the General & Particular Mechanical Specification.
0E | supply, install, commission and test of the domestic hot, cold and mains water systems; in accordance with the guidelines concerning the safe design and installation of hot, cold and drinking water systems in accordance with the Services Engineers Drawings and Specifications |  | item
0F | supply, install, commission and test of mains water system; must comply fully with the Services Engineers Drawings and Specifications |  | item
PRIMARY EQUIPMENT
Connection to Equipment and Sanitaryware
| The Mechanical Contractor shall be responsible for the installation and connections of all sanitary fitments, kitchen equipment, sinks etc. as indicated on the drawings; all in accordance with Services Engineers Drawings and Specifications |  | Item
| The Mechanical Contractor shall allow for connecting the new water services pipework to all the new sanitary fitments, kitchen equipment, sinks etc. in the building as indicated on the drawing. Refer to the drawings for locations, sizes of pipework, types of pipework, etc.; all in accordance with Services Engineers Drawings and Specifications |  | Item
| The Mechanical Contractor shall allow for connecting the new water services pipework to all the new sanitary ware as indicated on the drawing; all in accordance with Services Engineers Drawings and Specifications |  | Item
Thermostatic Mixing Valves
| Thermostatic mixing valves (TMV’s) shall be fitted at all new wash hand basins and sinks (apart from the Cleaners Sink) throughout the building to prevent scalding as indicated on the drawings. The Mechanical Contractor shall allow for the supply and installation of all TMV’s; all in accordance with Services Engineers Drawings and Specifications |  | nr
Isolation Valves
| Allow for the supply and local installation of ballofix isolation valves to all mains water supply pipework to the new sanitary ware fitments as indicated on the drawings so that the mains water supply to each sanitary ware fitments can be easily isolated; all in accordance with Services Engineers Drawings and Specifications |  | nr
| Allow for the supply and local installation of ballofix isolation valves to all cold water supply pipework to the new sanitary ware fitments as indicated on the drawings so that the cold water supply to each sanitary ware fitment can be easily isolated. Ballofix valves are to be installed on all cold water supplies to all new sanitary ware fittings so that it they are capable of independent isolation; all in accordance with Services Engineers Drawings and Specifications |  | nr
| Allow for the supply and local installation of ballofix isolation valves to all hot water supply pipework to the new sanitary ware fitments as indicated on the drawings so that the hot water supply to each sanitary ware fitment can be easily isolated. Ballofix valves are to be installed on all hot water supplies to all new sanitary ware fittings so that it they are capable of independent isolation; all in accordance with Services Engineers Drawings and Specifications |  | nr
| Allow for the supply and local installation of ballofix isolation valves to all hot water return pipework to the new sanitary ware fitments as indicated on the drawings so that the hot water return to each sanitary ware fitment can be easily isolated; all in accordance with Services Engineers Drawings and Specifications |  | nr
PIPEWORK
Distribution system; including valves, tees and bends
0C | 15mm dia.MWS pipework; mains water supply system; pipework material as specified; screwed joints in running length; including supports, fittings, accessories, isolating valves, check valves, strainers, gauges, sleeves, decorative plates, expansion loops, anchors and guides; all in accordance with Services Engineers Drawings and Specifications |  | m
0A | 15mm DIA.CWS pipework; cold water supply system; pipework material as specified; screwed joints in running length; including supports, fittings, accessories, isolating valves, check valves, strainers, gauges, sleeves, decorative plates, expansion loops, anchors and guides; all in accordance with Services Engineers Drawings and Specifications |  | m
0A | 22mm DIA. CWS pipework; cold water supply system; pipework material as specified; screwed joints in running length; including supports, fittings, accessories, isolating valves, check valves, strainers, gauges, sleeves, decorative plates, expansion loops, anchors and guides; all in accordance with Services Engineers Drawings and Specifications |  | m
0W | 15mm dia.HWSF; hot water supply system; pipework material as specified; screwed joints in running length; including supports, fittings, accessories, isolating valves, check valves, strainers, gauges, sleeves, decorative plates, expansion loops, anchors and guides; all in accordance with Services Engineers Drawings and Specifications |  | m
0W | 22mm dia.HWSF; hot water supply system; pipework material as specified; screwed joints in running length; including supports, fittings, accessories, isolating valves, check valves, strainers, gauges, sleeves, decorative plates, expansion loops, anchors and guides; all in accordance with Services Engineers Drawings and Specifications |  | m
| 15mm dia.HWSR pipework; hot water return system; pipework material as specified; screwed joints in running length; including supports, fittings, accessories, isolating valves, check valves, strainers, gauges, sleeves, decorative plates, expansion loops, anchors and guides; all in accordance with Services Engineers Drawings and Specifications |  | m
PIPEWORK, FITTINGS AND ANCILLARIES
Distribution system; including valves, tees and bends
| 15mm CWS to WC pipework shall be concealed in the wall (1) |  | Nr
| 15mm CWS, 15mm HWSF & 15mm HWSR to WH C/W thermostatic mixing valve (TMV). Pipework shall be concealed within the furniture/wall (2) |  | Nr
| 15mm MWS, 15mm CWS, 15mm HWSF & 15mm (HWSR to sink C/W thermostatic mixing valve (TMV). Pipework shall be concealed within the furniture/wall (3) |  | Nr
| 15mm dia. bend to MWS pipework. Pipework to be concealed in the furniture/wall |  | Nr
| 15mm dia. bend to CWS pipework. Pipework to be concealed in the furniture/wall |  | Nr
| 22mm dia. bend to CWS pipework. Pipework to be concealed in the furniture/wall |  | Nr
| 15mm dia. bend to HWSF pipework. Pipework to be concealed in the furniture/wall |  | Nr
| 22mm dia. bend to HWSF pipework. Pipework to be concealed in the furniture/wall |  | Nr
| 15mm dia. bend to HWSR pipework. Pipework to be concealed in the furniture/wall |  | Nr
| 15mm dia. tee to CWS pipework. Pipework to be concealed in the furniture/wall |  | Nr
| 15mm dia. tee to HWSF pipework. Pipework to be concealed in the furniture/wall |  | Nr
| 22mm dia. tee to HWSF pipework. Pipework to be concealed in the furniture/wall |  | Nr
| 15mm dia. tee to HWRF pipework. Pipework to be concealed in the furniture/wall |  | Nr
0X | Include here for any other valves/fixings not expressly listed above but required to complete the works |  | item
INSULATION
Insulation; in accordance with the Service Engineers Specification
0E | pipework; generally |  | item
TESTING AND COMMISSIONING
Identification
0P | Identification plates, labels and the like; as Engineer's specification |  | Item
Testing
| Flush out of new pipework |  | Item
| Pressure testing of new pipework |  | Item
0G | Sterilisation of cold water tank and the water system |  | Item
Commissioning and system validation
0F | Testing and commissioning as detailed in Engineer's specification |  | Item
| Allow for installing corrosion inhibitor in the heating system once all works have been completed |  | Item
0M | Warranty requirements as detailed in Engineer's specification |  | Item
Operation and maintenance manuals
0H | Operating and maintenance manuals; manuals shall be available as specified in the Mechanical Specification |  | Item
Drawing preparation
0J | Working drawings |  | Item
0K | Co-ordination drawings |  | Item
0L | As-built drawings |  | Item
General Builder's Work
0N | Marking out and supervision of all Builder's Work |  | Item
0N | fire stopping; the Contractor shall identify openings where fire stopping is required, to complete building in around containment trays and conduits, which fire stopping shall be certified by specialists |  | item
(56) SPACE HEATING
NOTES
| Wherever products are specified by proprietary name and the phrase or equivalent is not included, it is to be deemed included |  | noidn
| The Tenderer's attention is drawn to the "Works Requirements within Volume A" attached, from which this element has been prepared |  | noidn
| For detailed description of workmanship see Mechanical & Electrical Engineer's Drawings / Specification |  | noidn
| Notwithstanding the provisions of the Agreed Rules of Measurement (ARM5), the items listed below have not been measured in accordance with ARM5. |  | noidn
| The Contractor shall allow for the full and complete provision of the works associated with these items, including all labour, materials, equipment, cabling, containment, accessories, testing and commissioning, as required by the Contract Drawings and Services Engineers Specification. No adjustment to the Contract Sum shall be made on the basis that such items have not been measured in accordance with ARM5. |  | noidn
| The Contractor shall note that notwithstanding the quantities included in this Bill of Quantities, the tendered sum shall be deemed to include for the full and complete execution of the works as described in the Services Engineers Specifications, Drawings and Schedules. |  | noidn
| The Contractor shall ensure that all plant, equipment, fixtures, ductwork, pipework, valves, dampers, controls, insulation, supports, builders work interfaces and ancillary items, whether specifically quantified or not, are fully allowed for in order to deliver a complete, coordinated and fully functioning mechanical services installation. The Contractor shall not be entitled to additional payment for any item omitted from the BoQ quantities where such item is clearly required by the drawings and/or specifications. |  | noidn
Information generally
| 1. It is brought to the Contractors attention that the proposed alterations to the extension and as such particular attention should be paid to the requirement for concealed pipework and recessed radiators together with any other requirements for an SEN Unit as detailed in the Mechanical & Electrical Engineer's Drawings / Specifications and as demanded by the requirements of a typical SEN unit. |  | noidn
| 2. Allow for bringing and removal on completions all plant required for this element of work |  | noidn
| 3. Contractor to include in his tender sum for all general and special attendances required on his mechanical sub-contractor |  | noidn
GENERAL/SPECIAL ATTENDANCE
Notes
| This Element includes the following scope of works: Mechanical heating services (installation of heating system, pipework, radiators etc.). |  | noidn
Preliminary Particulars
0B | The Contractor shall include here for all items deemed necessary relating to this Element of the Works as contained in the Service Engineers Drawing 19-052 56(M001) - T1 to 19-052 56(M006) - T1 and specifications, schematics and associated equipment schedules |  | item
General/Special Attendances
| The Contractor is to liaise directly with the Mechanical Specialist with regards to the provision of all attendances required for the mechanical installation; no claims will be entertained in respect of omissions or oversights on behalf of either party. Any general / special attendances listed below are for guidance purposes only. |  | noidn
108B | ^^^^provide lightweight aluminium mobile scaffolds complete with floors, ladder and handrails, for the installation of new services at high level as per the relevant drawings |  | Item
108C | ^^^^provide for hoisting of all plant as necessary |  | Item
108D | ^^^^provide for storing all plant as necessary |  | Item
108E | ^^^^provide for storing all material as necessary |  | Item
MECHANICAL INSTALATION
SPACE HEATING SERVICES
GENERAL
Supply, install and commission of all heating systems in accordance with the General & Particular Mechanical Specification
0F | supply, install, commission and test of space heating installation system |  | Item
PRIMARY EQUIPMENT
Supply, install and fit radiators as specified in the schedule as indicated on the drawings. new steel panel surface mounted low H20 radiators shall be supplied and installed by the mechanical contractor throughout the building indicated on the drawings. the mechanical contractor shall measure up on site and confirm to the Employer's Representative that the radiators scheduled are suitable in all respects for the locations indicated. final locations of all radiators to be agreed on site. radiators shall not be ordered until all locations and sizes have been agreed with the Employer's Representative on site
| Maxi WF recessed panel radiators; type 11; size 590 x 630 x 130mm; output @ ΔT458 |  | Nr
| Maxi WF recessed panel radiators; type 11; size 590 x 1030 x 130mm; output @ ΔT890 |  | Nr
| Maxi WF recessed panel radiators; type 11; size 590 x 1430 x 130mm; output @ ΔT1321 |  | Nr
| Maxi WF recessed panel radiators; type 11; size 590 x 2030 x 130mm; output @ ΔT1969 |  | Nr
LPHW radiant panels will be provided in the central activities space controlled via a 2-port valve arrangement. all radiant panels will be insulated and fixed to the ceiling, with no exposed chain suspension system visible. the radiant panels will be constructed from 1.25mm thick steel plate
| Carobline grid radiant panels; 595 x 2992mm; output @ ΔT863 |  | Nr
2-port room motorised valve (linked to BMS system)
| All the radiators in the classrooms are indicated on the drawings shall be provided with individual room temperature control by means of two-port motorised valves that are fed from a digital room temperature stat |  | Nr
Wall mounted room thermostat (linked to BMS system)
| All room stats as indicated that are to be installed in conjunction with the two-port valve to control the heating within the specified rooms shall be digital stats as specified and indicated below |  | Nr
Thermostatic radiator valve
| The mechanical contractor shall allow for all necessary radiator control valves for all radiators. control valves for all radiators shall be of the easy clean pattern chromium plated with grey grip moulded hand wheels on the flow and lock shield chromium plated valves on the return. radiator valves shall be scanflow type or equivalent |  | Nr
Lockshield radiator valve
| The mechanical contractor shall allow for all necessary radiator control valves for all radiators. control valves for all radiators shall be of the easy clean pattern chromium plated with grey grip moulded hand wheels on the flow and lock shield chromium plated valves on the return. radiator valves shall be scanflow type or equivalent |  | Nr
Isolation valve
| The mechanical contractor shall allow for all necessary radiator control valves for all radiators. control valves for all radiators shall be of the easy clean pattern chromium plated with grey grip moulded hand wheels on the flow and lock shield chromium plated valves on the return. radiator valves shall be scanflow type or equivalent |  | Nr
Commissioning set
| The contractor shall ensure that the valves are installed immediately before the two-port valve. valves shall not be mounted with the test plugs pointing in a downward direction; otherwise they may act as dirt pockets. measuring devices must provide flow measurement accuracy to within =/- 5% under the design service conditions and must be suitable for the application such that the differential pressure produced is consistent with achieving measurement accuracy |  | Nr
PIPEWORK
Distribution system; pipework to Service Engineers Specification; exposed pipework to be painted with two coats of inhibitor paint and two coats of red oxide paint
| 15mm dia. flow and return pipe |  | m
| 20mm dia. flow and return pipe |  | m
| 15mm dia. flow and return pipe below floor level from heating manifold arrangement |  | m
PIPEWORK FITTINGS AND ANCILLARIES
Distribution system; pipework to Service Engineers Specification; exposed pipework to be painted with two coats of inhibitor paint and two coats of red oxide paint
| 15mm dia. flow and return pipe;bends |  | Nr
| 15mm dia. flow and return pipe; tees |  | Nr
| 20mm dia. flow and return pipe; bends |  | Nr
| 20mm dia. flow and return pipe; tees |  | Nr
| 15mm dia. flow and return pipe below floor level from heating manifold arrangement; bends |  | Nr
| 15mm dia. flow and return pipe below floor level from heating manifold arrangement; tees |  | Nr
INSULATION
Insulation; in accordance with the Service Engineers Specification
0E | pipework; generally |  | item
TESTING AND COMMISSIONING
Identification
0P | Identification plates, labels and the like; as Engineer's specification |  | Item
Testing
| Flush out of new pipework |  | Item
| Pressure testing of new pipework |  | Item
0G | Power flushing |  | Item
Commissioning and system validation
0F | Testing and commissioning as detailed in Engineer's specification |  | Item
| Allow for installing corrosion inhibitor in the heating system once all works have been completed |  | Item
0M | Warranty requirements as detailed in Engineer's specification |  | Item
Operation and maintenance manuals
0H | Operating and maintenance manuals; manuals shall be available as specified in the Mechanical Specification |  | Item
Drawing preparation
0J | Working drawings |  | Item
0K | Co-ordination drawings |  | Item
0L | As-built drawings |  | Item
General Builder's Work
0N | Marking out and supervision of all Builder's Work |  | Item
0N | fire stopping; the Contractor shall identify openings where fire stopping is required, to complete building in around containment trays and conduits, which fire stopping shall be certified by specialists |  | item
(57) VENTILATION SERVICES
NOTES
| Wherever products are specified by proprietary name and the phrase or equivalent is not included, it is to be deemed included |  | noidn
| The Tenderer's attention is drawn to the "Works Requirements within Volume A" attached, from which this element has been prepared |  | noidn
| For detailed description of workmanship see Mechanical & Electrical Engineer's Drawings / Specification |  | noidn
| Notwithstanding the provisions of the Agreed Rules of Measurement (ARM5), the items listed below have not been measured in accordance with ARM5. |  | noidn
| The Contractor shall allow for the full and complete provision of the works associated with these items, including all labour, materials, equipment, cabling, containment, accessories, testing and commissioning, as required by the Contract Drawings and Services Engineers Specification. No adjustment to the Contract Sum shall be made on the basis that such items have not been measured in accordance with ARM5. |  | noidn
| The Contractor shall note that notwithstanding the quantities included in this Bill of Quantities, the tendered sum shall be deemed to include for the full and complete execution of the works as described in the Services Engineers Specifications, Drawings and Schedules. |  | noidn
| The Contractor shall ensure that all plant, equipment, fixtures, ductwork, pipework, valves, dampers, controls, insulation, supports, builders work interfaces and ancillary items, whether specifically quantified or not, are fully allowed for in order to deliver a complete, coordinated and fully functioning mechanical services installation. The Contractor shall not be entitled to additional payment for any item omitted from the BoQ quantities where such item is clearly required by the drawings and/or specifications. |  | noidn
Information generally
| 1. It is brought to the Contractors attention that the proposed alterations to the extension and as such particular attention should be paid to the requirement for concealed pipework and recessed radiators together with any other requirements for an SEN Unit as detailed in the Mechanical & Electrical Engineer's Drawings / Specifications and as demanded by the requirements of a typical SEN unit. |  | noidn
| 2. Allow for bringing and removal on completions all plant required for this element of work |  | noidn
| 3. Contractor to include in his tender sum for all general and special attendances required on his mechanical sub-contractor |  | noidn
GENERAL/SPECIAL ATTENDANCE
Notes
0P | This Element includes the following scope of works: Mechanical services (supply and extract ventilation systems). |  | noidn
0A | Fire dampers/fire collars are to be provided on all ducts where penetrations of fire barriers occur. The contractor must include for this requirement in their rates. |  | noidn
0B | All ductwork and grill boxes connected to fan ventilation units are to be fully insulated with foil backed Class O fire rated insulation; this is deemed to be included. |  | noidn
0C | All ductwork must be installed in accordance with DW144. |  | noidn
Preliminary Particulars
0B | The Contractor shall include here for all items deemed necessary relating to this Element of the Works as contained in the Service Engineers Drawing 19-052 57(M001) - T1 to 19-052 57(M006) - T1 and specifications, schematics and associated equipment schedules |  | item
General/Special Attendances
| The Contractor is to liaise directly with the Mechanical Specialist with regards to the provision of all attendances required for the mechanical installation; no claims will be entertained in respect of omissions or oversights on behalf of either party. Any general / special attendances listed below are for guidance purposes only. |  | noidn
108B | ^^^^provide lightweight aluminium mobile scaffolds complete with floors, ladder and handrails, for the installation of new services at high level as per the relevant drawings |  | Item
108C | ^^^^provide for hoisting of all plant as necessary |  | Item
108D | ^^^^provide for storing all plant as necessary |  | Item
108E | ^^^^provide for storing all material as necessary |  | Item
MECHANICAL INSTALATION
VENTILATION SERVICES
GENERAL
Supply, install and commission of Ventilation Systems in accordance with the General & Particular Mechanical Specification.
0E | supply, install, commission and test of mechanical ventilation systems; shall be installed in accordance with BS 5656 |  | item
PRIMARY EQUIPMENT
In-line mounted extract fans shall be extremely quiet. fan casing manufactured in plastic material and fitted with rubber seals on the inlet and outlet to absorb vibrations. fan shall have a body that can be removed without dismantling the adjacent ducting
| TD500/150 silent ecowattt, 300m3/hr@100pa 0.2W/L/sec in-line duct mounted extract fan. controlled by remote PIR sensor as CPFL-S c/w 15min overrun timer |  | Nr
Recessed extract air grill, grill recessed into the suspended ceiling
| 160mm diameter disc valve as KSU exhaust valve. grilles shall have RAL 9010 colour finish. samples of all grille/diffuser types to be provided on request. all grilles shall be manufactured from sheet metal with a stove enamelled finish |  | Nr
Recessed passive supply air grill, grill recessed into the suspended ceiling
| 160mm diameter disc valve as KI 125 supply valve. grilles shall have RAL 9010 colour finish. samples of all grille/diffuser types to be provided on request. all grilles shall be manufactured from sheet metal with a enamelled white finish. the outer body is fitted with a gasket to form an airtight seal with the mounting ring |  | Nr
Heat recovery unit that shall be semi-recessed installed in the ceiling void
| The contractor shall allow for supply, installation, testing and commissioning of all the heat recovery units as indicated on the drawings. this includes the heat recovery unit, associated controls, associated works, duct work, etc. Model ref KERS 50 heat recovery unit, or equivalent |  | Nr
External wall mounted louvre for stale air extract from the heat recovery unit; lourves shall have a metal aluminium finish, have stainless steel bird mesh and be suitable for external use. sample of all grille/diffuser types to be provided on request, all lourves shall be spray painted to a RAL colour to match he external cladding on the building, the grilles to be finishes with a polyester powder coating to RAL colour to match the external cladding on the building
| WL38 rectangular cast external lourve with 45 degree blade slope, 300mm diameter, overall size grill 345 x 345mm |  | Nr
External wall mounted louvre for fresh air supply to the heat recovery unit; lourves shall have a metal aluminium finish, have stainless steel bird mesh and be suitable for external use. sample of all grille/diffuser types to be provided on request, all lourves shall be spray painted to a RAL colour to match he external cladding on the building, the grilles to be finishes with a polyester powder coating to RAL colour to match the external cladding on the building
| WL38 rectangular cast external lourve with 45 degree blade slope, 300mm diameter, overall size grill 345 x 345mm |  | Nr
External wall mounted extract louvre; lourves shall have a metal aluminium finish, have stainless steel bird mesh and be suitable for external use. sample of all grille/diffuser types to be provided on request, all lourves shall be spray painted to a RAL colour to match he external cladding on the building, the grilles to be finishes with a polyester powder coating to RAL colour to match the external cladding on the building
| WL38 rectangular cast external lourve with 45 degree blade slope, 160mm diameter ductwork, overall size 257 x 257mm |  | Nr
External wall mounted passive louvres shall have a metal aluminium finish with steel bird mesh, be suitable for external use. samples of all air grille/diffuser types to be provided on request. all louvres shall be spray painted to a RAL colour to match the external cladding on the building. the grilles shall be finished with a polyester powder coated to match external cladding on the building
| WL38 rectangualr cast external louvre with 45 degree blade slope, 150mm diameter ductwork, overall size 257 x 257mm |  | Nr
| WL38 rectangular cast external louvre with 45 degree blade slope 200mm diameter ductwork, overall size 307 x 307mm |  | Nr
Ceiling mounted remote PIR sensor for control of extract fan for the toilets
| All fans for the toilets shall be controlled by a remote PIR sensor. the PIR sensor shall be sensitive to infared radiation emitted by bodies in movement, with a 360 degree angle as CPFL-S |  | Nr
Volume control balancing damper shall be manufactured from aluminium and shall be complete with spigot connections as required. balancing dampers shall be opposed blade type balancing dampers shall include a device for positioning and locking the damper blades. the positions of all manual dampers, as set after final regulation, shall be indelibly marked at the adjusting devices. standard volume control dampers for rectangular ductwork shall be "HVC-NCA series 900 (model b) for rectangular duct (or equivalent) supplied by lindab, or equivalent
| Standard volume control dampers for rectangular ductwork shall be "HVC-NCA series 900 (model b) for rectangular duct or (model c) for circular duct (or equivalent) supplied by lindab, or equivalent. |  | Nr
External wall mounted heat recovery louvre
Nr
Heat Recovery Unit;The contractor shall allow for supply, installation, testing and commissioning of all the heat recovery units as indicated on the drawings. this includes the heat recovery unit, associated controls, associated works, duct work, etc. Model ref KERS 50 heat recovery unit, or equivalent
| Max air flow speed of 50mc/hr, air exchange of 25mc/hr. heat recovery efficiency of 97% noise level at max speed 30db and 11db from 3m away. working range of -20/50 degrees. |  | Nr
Classroom semi-recessed heat recovery unit;The contractor shall allow for supply, installation, testing and commissioning of all the heat recovery units as indicated on the drawings. this includes the heat recovery unit, associated controls, associated works, duct work, etc. Sense SNH 1000-H-OE1
| Nominal air flow 1000m3/hr at a frequency of 50 hz. 230V heat recovery unit; horizontal |  | Nr
| The contractor shall allow for supply, installation, testing and commissioning of all the heat recovery units as indicated on the drawings. this includes the heat recovery unit, associated controls, associated works, duct work, etc. Sense SNH 1000-H-OE1 |  | Nr
DUCTWORK
| 300mm Dia. duct for fresh air supply to the heat recovery unit shall be installed at H/L in the ceiling void and shall discharge through the external wall ductwork shall be installed |  | m
| 300mm Dia. duct for stale air return from the heat recovery unit shall be installed at H/L in the ceiling void and shall discharge through the external wall. ductwork shall be insulated |  | m
| 100mm Dia. extract duct exiting the building at high level at approximately 3500mm (to centre of the duct) above finished floor level. the duct shall be terminated into a wall mounted extract louvre. duct shall be installed at H/L in the ceiling void and shall discharge through the external wall at H/L as indicated |  | m
| 110mm Dia. supply/extract duct exiting the building at high level from the new wall mounted heat recovery unit. size of external grill shall match size of duct. duct shall be installed at H/L and shall discharge through the external wall as indicated |  | m
| 200mm Dia. passive duct exiting the building at high level at approximately 3500mm (to centre of the duct) above finished floor level. the duct shall be terminated into a wall mounted passive louvre, duct shall be installed at H/L in the ceiling void and shall discharge through the external wall at H/L as indicated |  | m
DUCTWORK, FITTINGS AND ANCILLARIES
Distribution system; galvanised steel; installed in accordance with Mechanical Drawings and Specification
0A | 300mm Dia. duct for fresh air supply to the heat recovery unit shall be installed at H/L in the ceiling void; bends |  | Nr
| 300mm Dia. duct for stale air return from the heat recovery unit shall be installed at H/L in the ceiling void; bends |  | Nr
0X | 200mm Dia. passive duct exiting the building at high level at approximately 3500mm (to centre of the duct) above finished floor level. the duct shall be terminated into a wall mounted passive louvre, duct shall be installed at H/L in the ceiling void; bends |  | Nr
Labelling and identification
| All items of equipment such as heat recovery units, fans, dampers, etc. whatsoever, supplied and fitted by the Contractor under this section of the contract shall be provided with labels of approximate size 150 mm x 80 mm x 1.63 mm s.w.g. In general, all labels on equipment shall be engraved on rigid plastic plates and secured to the item of equipment by means of screws; all in accordance with Services Engineers Drawings and Specifications |  | Item
INSULATION
Insulation; in accordance with the Service Engineers Specification
0E | pipework; generally |  | item
TESTING AND COMMISSIONING
Identification
0P | Identification plates, labels and the like; as Engineer's specification |  | Item
Testing
0F | Testing and commissioning as detailed in Engineer's specification |  | Item
Commissioning and system validation
| The Contractor shall employ a suitably qualified company to carry out the commissioning. This shall include flow rates for each grill and the balancing of the dampers and fans to achieve the required flow rate in each room as indicated on the drawings. |  | Item
0G | Commissioning report confirming the actual flow rate of each gill to the design flow rate and the reason for any discrepancies |  | Item
0M | Warranty requirements as detailed in Engineer's specification |  | Item
Operation and maintenance manuals
0H | Operating and maintenance manuals; manuals shall be available as specified in the Mechanical Specification |  | Item
Drawing preparation
0J | Working drawings |  | Item
0K | Co-ordination drawings |  | Item
0L | As-built drawings |  | Item
General Builder's Work
0N | Marking out and supervision of all Builder's Work |  | Item
0N | fire stopping; the Contractor shall identify openings where fire stopping is required, to complete building in around containment trays and conduits, which fire stopping shall be certified by specialists |  | item
(69) COMMISSIONING, INSTRUCTION TO CLIENT AND HANDOVER ELECTRICAL INSTALLATIONS
NOTES
| Wherever products are specified by proprietary name and the phrase or equivalent is not included, it is to be deemed included |  | noidn
| The Tenderer's attention is drawn to the "Works Requirements within Volume A" attached, from which this element has been prepared |  | noidn
| For detailed description of workmanship see Mechanical & Electrical Engineer's Drawings / Specification |  | noidn
| Notwithstanding the provisions of the Agreed Rules of Measurement (ARM5), the items listed below have not been measured in accordance with ARM5. |  | noidn
| The Contractor shall allow for the full and complete provision of the works associated with these items, including all labour, materials, equipment, cabling, containment, accessories, testing and commissioning, as required by the Contract Drawings and Services Engineers Specification. No adjustment to the Contract Sum shall be made on the basis that such items have not been measured in accordance with ARM5. |  | noidn
| The Contractor shall note that notwithstanding the quantities included in this Bill of Quantities, the tendered sum shall be deemed to include for the full and complete execution of the works as described in the Services Engineers Specifications, Drawings and Schedules. |  | noidn
| The Contractor shall ensure that all plant, equipment, fixtures, ductwork, pipework, valves, dampers, controls, insulation, supports, builders work interfaces and ancillary items, whether specifically quantified or not, are fully allowed for in order to deliver a complete, coordinated and fully functioning mechanical services installation. The Contractor shall not be entitled to additional payment for any item omitted from the BoQ quantities where such item is clearly required by the drawings and/or specifications. |  | noidn
Information generally
| 1. It is brought to the Contractors attention that the proposed alterations to the extension and as such particular attention should be paid to the requirement for concealed pipework and recessed radiators together with any other requirements for an SEN Unit as detailed in the Mechanical & Electrical Engineer's Drawings / Specifications and as demanded by the requirements of a typical SEN unit. |  | noidn
| 2. Allow for bringing and removal on completions all plant required for this element of work |  | noidn
| 3. Contractor to include in his tender sum for all general and special attendances required on his mechanical sub-contractor |  | noidn
MECHANICAL INSTALATIONS
Testing & Commissioning of Mechanical Systems
| Testing, balancing and commissioning of all mechanical services installations, including heating, ventilation, water services and associated controls; complete system testing to demonstrate full compliance with specification and design intent |  | Item
| Commissioning of LPHW heating systems, including pipework, pumps, valves and heat emitters, complete with witnessing and provision of commissioning records |  | Item
| Commissioning of ventilation systems, including extract, supply and heat recovery systems, complete with air‑flow measurements, balancing and commissioning reports confirming design flow rates |  | Item
| Testing and commissioning of water services installations, including pressure testing, disinfection, flushing and functional verification as specified |  | Item
| Attendance at witness testing by the Employer’s Representative and provision of all required test certificates and commissioning documentation |  | Item
Operation & Maintenance Manuals and Handover
| Preparation and submission of Operation & Maintenance (O&M) Manuals for all mechanical services installations, complete with manufacturers’ data sheets, test certificates, commissioning records and maintenance instructions |  | Item
| Provision of as‑installed system descriptions, control philosophies and recommended maintenance schedules within O&M manuals |  | Item
| Provision of training and demonstration to the Client’s representatives on the correct operation of installed mechanical services systems |  | Item
| Final handover of mechanical services installations, including delivery of O&M manuals, certificates, commissioning reports and confirmation of satisfactory system operation |  | Item
**BUILDING SERVICES INSTALLATION (MAINLY ELECTRICAL)**
(61) ELECTRICAL SUPPLY AND MAIN DISTRIBUTION
NOTES
| Wherever products are specified by proprietary name and the phrase or equivalent is not included, it is to be deemed included |  | noidn
| The Tenderer's attention is drawn to the "Works Requirements within Volume A" attached, from which this element has been prepared |  | noidn
| For detailed description of workmanship see Mechanical & Electrical Engineer's Drawings / Specification |  | noidn
| Notwithstanding the provisions of the Agreed Rules of Measurement (ARM5), the items listed below have not been measured in accordance with ARM5. |  | noidn
| The Contractor shall allow for the full and complete provision of the works associated with these items, including all labour, materials, equipment, cabling, containment, accessories, testing and commissioning, as required by the Contract Drawings and Services Engineers Specification. No adjustment to the Contract Sum shall be made on the basis that such items have not been measured in accordance with ARM5. |  | noidn
| The Contractor shall note that notwithstanding the quantities included in this Bill of Quantities, the tendered sum shall be deemed to include for the full and complete execution of the works as described in the Services Engineers Specifications, Drawings and Schedules. |  | noidn
| The Contractor shall ensure that all equipment, fittings, lighting controls, sensors, switches, cabling, containment systems, wiring accessories, supports and ancillary items, builders work interfaces, whether specifically quantified or not, are fully allowed for in order to deliver a complete, coordinated and fully functioning electrical services installation. The Contractor shall not be entitled to additional payment for any item omitted from the BoQ quantities where such item is clearly required by the drawings and/or specifications. |  | noidn
Information generally
| 1. It is brought to the Contractors attention that the proposed alterations to the extension and as such particular attention should be paid to the requirement for concealed pipework and recessed radiators together with any other requirements for an SEN Unit as detailed in the Mechanical & Electrical Engineer's Drawings / Specifications and as demanded by the requirements of a typical SEN unit. |  | noidn
| 2. Allow for bringing and removal on completions all plant required for this element of work |  | noidn
| 3. Contractor to include in his tender sum for all general and special attendances required on his mechanical sub-contractor |  | noidn
GENERAL/SPECIAL ATTENDANCE
Notes
0K | This Element includes the following scope of works: Electrical services in Supply and Main Distribution |  | Note
Preliminary Particulars
0L | The Contractor shall include here for all items deemed necessary relating to this Element of the Works as contained in the Service Engineers Drawing Nr's.19-052 62(E001) - T1 to 19-052 62(E005) - T1, specification, schematics and associated equipment schedules |  | item
General/Special Attendances
| The Contractor is to liaise directly with the Electrical Specialist with regards to the provision of all attendances required for the mechanical installation; no claims will be entertained in respect of omissions or oversights on behalf of either party. Any general / special attendances listed below are for guidance purposes only. |  | noidn
108B | ^^^^provide lightweight aluminium mobile scaffolds complete with floors, ladder and handrails, for the installation of new services at high level as per the relevant drawings |  | Item
108C | ^^^^provide for hoisting of all plant as necessary |  | Item
108D | ^^^^provide for storing all plant as necessary |  | Item
108E | ^^^^provide for storing all material as necessary |  | Item
LV INSTALLATIONS
GENERAL
System; supply, install and commission of LV Electrical Centre and Main Distribution installation, including all switchgear, distribution boards, enclosures, breakers, fuses, glands, switches, meters, transformers, indicators, supports, fixings, hangers, grounds, busbar, loops, casings, plating, isolators and surge protection; including all associated unistrut support framework, bracketing, supports, secondary steelwork, earthing, tags, accessories, etc as required in accordance with the Electrical Drawings 19-052 62(E001) - T1 to 19-052 62(E005) - T1
0F | supply, install, test and commission of Power Distribution system; complete |  | item
| The Electrical Contractor shall allow for the supply and installation of a new sub distribution board (NSDB-01) |  | Nr
PRIMARY EQUIPMENT
Equipment; including all MCB's, RCBO's, contactors, surge arrestors, cable end boxes, interconnections, fuses, traffolyte designation labels and all other items required to complete
| Supply and install, connect, test and commission sub distribution electrical board (SDB-01) |  | Item
| Supply and install, connect, test and commission sub distribution electrical board (SDB-02) |  | Item
Accessories associated with terminal equipment; supply and install accessories, all as per Engineer's Drawings and the Electrical Specification.
0F | MCB's |  | item
0G | MCCB's |  | item
0H | RCBO circuit breakers |  | item
0J | circuit breakers |  | item
0K | tap off units |  | item
0L | fuse tp's |  | item
0M | switch fuse sp's |  | item
0N | 3-phase ESB CT meter |  | item
0P | surge protection |  | item
0Q | generation meters |  | item
0R | ac isolators |  | item
0S | isolator switches |  | item
0T | multi function meters; RS485 modbus metering interface with BMS |  | item
0U | Include here for any other accessories not expressly listed above but required to complete the works |  | item
Accessories associated with electronic surge protection; supply and install accessories, all as per Engineer's Drawings and the Electrical Specification.
| TP & N incomer on the new Sub Electrical Distribution Board (SDB.01) - (Type 2 combined lightning & SPD). |  | item
| TP & N incomer on all the new Sub-Distribution Board (Type 2 combined lightning & SPD). |  | item
| SP & N incomer on the new Fire Alarm Panel – (Type 2 combined lightning & SPD). |  | item
| SP & N incomer on the PV Panel supply – (Type 2 combined lightning & SPD). |  | item
Accessories associated with electrical check meters; supply and install accessories, all as per Engineer's Drawings and the Electrical Specification.
| Supply and install electricity check meter shall be installed in the new sub electrical boards as indicated on the drawings; PowerLogic PM5000 series , or equivalent; check meter shall be interfaced to the Buildings Management System; all in accordance with the Service Engineers Drawings and Specification |  | Item
Supply and install all necessary cabling including all control cabling including isolators, mccb, terminations, testing, monitoring etc. all strictly in accordance with the Service Engineers Drawings and Specification
LV Installations Cabling
0V | LV installations cabling |  | item
Final circuits (including points terminations) supply and installation of the following LV services; including all wiring, concealed conduits, back boxes, glanding, terminating, earthing, bonding and the like etc. as required, all as per Engineer's drawings and the Electrical Specification.
0G | circuits to all LV power distribution boards and fittings |  | item
TESTING AND COMMISSIONING
Identification
0M | identification plates, labels and the like; as Engineer's specification |  | item
Testing
0E | testing and commissioning as detailed in Engineer's specification |  | item
Commissioning and system validation
0K | commissioning as detailed in Engineer's specification |  | item
0K | warranty requirements as detailed in Engineer's specification |  | item
Operation and maintenance manuals
0F | operating and maintenance manuals; manuals shall be available as specified in the Electrical Specification |  | item
Drawing preparation
0G | working drawings |  | item
0H | co-ordination drawings |  | item
0J | as-built drawings |  | item
General Builder's Work
0L | marking out and supervision of all Builder's Work |  | item
0N | fire stopping; the Contractor shall identify openings where fire stopping is required, to complete building in around containment trays and conduits, which fire stopping shall be certified by specialists |  | item
(62) POWER
NOTES
| Wherever products are specified by proprietary name and the phrase or equivalent is not included, it is to be deemed included |  | noidn
| The Tenderer's attention is drawn to the "Works Requirements within Volume A" attached, from which this element has been prepared |  | noidn
| For detailed description of workmanship see Mechanical & Electrical Engineer's Drawings / Specification |  | noidn
| Notwithstanding the provisions of the Agreed Rules of Measurement (ARM5), the items listed below have not been measured in accordance with ARM5. |  | noidn
| The Contractor shall allow for the full and complete provision of the works associated with these items, including all labour, materials, equipment, cabling, containment, accessories, testing and commissioning, as required by the Contract Drawings and Services Engineers Specification. No adjustment to the Contract Sum shall be made on the basis that such items have not been measured in accordance with ARM5. |  | noidn
| The Contractor shall note that notwithstanding the quantities included in this Bill of Quantities, the tendered sum shall be deemed to include for the full and complete execution of the works as described in the Services Engineers Specifications, Drawings and Schedules. |  | noidn
| The Contractor shall ensure that all equipment, fittings, lighting controls, sensors, switches, cabling, containment systems, wiring accessories, supports and ancillary items, builders work interfaces, whether specifically quantified or not, are fully allowed for in order to deliver a complete, coordinated and fully functioning electrical services installation. The Contractor shall not be entitled to additional payment for any item omitted from the BoQ quantities where such item is clearly required by the drawings and/or specifications. |  | noidn
Information generally
| 1. It is brought to the Contractors attention that the proposed alterations to the extension and as such particular attention should be paid to the requirement for concealed pipework and recessed radiators together with any other requirements for an SEN Unit as detailed in the Mechanical & Electrical Engineer's Drawings / Specifications and as demanded by the requirements of a typical SEN unit. |  | noidn
| 2. Allow for bringing and removal on completions all plant required for this element of work |  | noidn
| 3. Contractor to include in his tender sum for all general and special attendances required on his mechanical sub-contractor |  | noidn
GENERAL/SPECIAL ATTENDANCE
Notes
0K | This Element includes the following scope of works: Electrical services in Power Distribution Services; which includes General and small power installations; Earthing installations, PV installations and EV Charger Installations. |  | Note
Preliminary Particulars
0L | The Contractor shall include here for all items deemed necessary relating to this Element of the Works as contained in the Service Engineers Drawing Nr's.19-052 62(E001) - T1 to 19-052 62(E005) - T1, specification, schematics and associated equipment schedules |  | item
General/Special Attendances
| The Contractor is to liaise directly with the Electrical Specialist with regards to the provision of all attendances required for the mechanical installation; no claims will be entertained in respect of omissions or oversights on behalf of either party. Any general / special attendances listed below are for guidance purposes only. |  | noidn
108B | ^^^^provide lightweight aluminium mobile scaffolds complete with floors, ladder and handrails, for the installation of new services at high level as per the relevant drawings |  | Item
108C | ^^^^provide for hoisting of all plant as necessary |  | Item
108D | ^^^^provide for storing all plant as necessary |  | Item
108E | ^^^^provide for storing all material as necessary |  | Item
ELECTRICAL INSTALATIONS
GENERAL SERVICES AND SMALL POWER INSTALLATIONS
GENERAL
System; supply, install and commission of Power installation in accordance with the Electrical Specification and Drawing 19-052 62(E001) - T1 to 19-052 62(E005) - T1
0M | supply, install, test and commission of general services and small power installations; complete; as per Electrical Services Drawings and Specification |  | item
PRIMARY EQUIPMENT
Fittings; Socket Outlets; supply and install all as per Engineer's drawings and the Electrical Specification.
0N | Twin 13A switched socket outlet |  | Nr
Fittings; Isolators & Switches; supply and install all as per Engineer's drawings and the Electrical Specification.
0D | Double pole isolating switch for isolating the power to the double socket at high level on the dado trunking |  | Nr
Fittings; Spurs and Local Supplies; supply and install all as per Engineer's drawings and the Electrical Specification.
0F | Single 13a switched spur outlet for cctv |  | Nr
| Single 13a switched spur outlet for door access system |  | Nr
| Single 13a switched spur outlet for extract fans |  | Nr
| Single 25a switched spur outlet for the classroom heat recovery unit |  | Nr
| 12-gang wall mounted control panel for sockets/spurs in sensory room |  | Nr
Fittings; Mechanical / Services Power & Controls; supply and install all as per Engineer's drawings and the Electrical Specification.
| The Electrical Contractor shall allow for the wiring of extract fans for the toilets and office as indicated on the drawings, which shall be supplied and fitted by the Mechanical Contractor. |  | Item
0D | Remote PIR control for the extract fan |  | Nr
0E | Wall mounted room stat |  | Nr
Fittings; Specialist Plates & AV Provisions; supply and install all as per Engineer's drawings and the Electrical Specification.
| The Electrical Contractor shall allow for installing Projector Audio Faceplates (PAF’s) for the installation of the data projector in each classroom as indicated on the drawings. |  | Item
0R | Projector audio faceplate 1 (high level PAF1) |  | Nr
0A | Projector audio faceplate 2 ( teachers desk PAF2) |  | Nr
Fittings; Controls & Sensors ; supply and install all as per Engineer's drawings and the Electrical Specification.
0K | Supply and install CO₂ monitor with LED display to all teaching spaces; mounting height to be agreed on site; Honeywell ‘IAQPoint2Touch’, or equivalent (Ref. CO₂) |  | Nr
Fittings; Data, Communications & AV; supply and install all as per Engineer's drawings and the Electrical Specification.
| Data Projector Isolation Switch; K370 WHI, or equivalent; 13amp fuse with fuse holder; for future power supply to the data projector (which shall be installed by others). |  | Item
0M | Cat 6a for data |  | Nr
0N | Cat 6a for door access |  | Nr
0P | Cat 6a outlet for cctv cameras |  | Nr
0Q | Wireless access network point (wifi point) point shall be wired in cat 6a cable |  | Nr
Attendances to the mechanical installation
Motor Control Centre (MCC)
| The contractor shall modify the existing MCC Controls panel and bms graphics to include for the new LPHW heating pump. |  | Item
Pumps
| The Electrical Contractor shall allow for all power supplies to the boiler which shall be a 230volt 13amp fused spur. Allow for connecting the power supply to each pump set. Final location of spur to be confirmed with the Mechanical Contractor. |  | Item
Power Wiring
| Wiring, unless stated otherwise, shall be carried out in 2-core 4mm sq. PVC cables plus earth. All wiring to control devices shall be carried out in Beldon 9534 4-core screened cable (or equivalent). |  | Item
Attendances to the heat recovery units
| The Contractor shall allow for the electrical attendances to each heat recovery system; Each heat recovery unit shall be installed in the ceiling void or wall mounted in the location as indicated on the drawings. See drawings for quantities and locations; 230V single phase power supply via a 13-amp fused spur outlet to each heat recovery unit. The fused 13-amp spur outlet shall be located as indicated on the drawing. Final location of fused spur outlet to be confirmed with the heat recovery unit installer; all as per Engineer's drawings and the Electrical Specification. |  | Item
Attendances to the two-port valves and local room stats
The Contractor shall include for the following electrical attendances to each 2port valve and thermostat arrangement in the rooms as indicated (see drawings for quantities)
| 230V power supply via a 13 amp unswitched spur for the 2-port valve which shall be installed in the store room at low level alongside the heating manifold. Final location of spur to be confirmed with the system installer |  | Item
| 2-core 1.5mm2 cable from the wall mounted thermostat to the 2-port valve at low level in the store. |  | Item
| Wiring installed in steel conduit from the 2-port valve to the thermostat. Include for all necessary cable containment. |  | Item
| Wiring shall be taken from the new electrical board in the building which are indicated on the drawings. |  | Item
Multi-Sensory room
| Allow for installing and wiring the number of spurs for this room as indicated back to a wall mounted 12-gang switch grid/panel. The grid shall be from the MK Albany Plus range and shall be finished in stainless steel. Wiring shall be carried out in 2.5mm sq. from each socket back to the 12-gang grid; all as per Engineer's drawings and the Electrical Specification. |  | Item
Earthing and bonding
| earthing and bonding |  | Item
General Services & Small Power Cabling
0P | General Services Cabling |  | item
0Q | Small Power Cabling |  | item
Final circuits (including points terminations) supply and installation of the following general services and small power; including all wiring, concealed conduits, back boxes, glanding, terminating, earthing, bonding and the like etc. as required, all as per Engineer's drawings and the Electrical Specification.
0G | circuits to all general services and small power fittings |  | item
TESTING AND COMMISSIONING
Identification
0M | identification plates, labels and the like; as Engineer's specification |  | item
Testing
0E | testing and commissioning as detailed in Engineer's specification |  | item
Commissioning and system validation
0K | commissioning as detailed in Engineer's specification |  | item
0K | warranty requirements as detailed in Engineer's specification |  | item
Operation and maintenance manuals
0F | operating and maintenance manuals; manuals shall be available as specified in the Electrical Specification |  | item
Drawing preparation
0G | working drawings |  | item
0H | co-ordination drawings |  | item
0J | as-built drawings |  | item
General Builder's Work
0L | marking out and supervision of all Builder's Work |  | item
0N | fire stopping; the Contractor shall identify openings where fire stopping is required, to complete building in around containment trays and conduits, which fire stopping shall be certified by specialists |  | item
(63) LIGHTING
NOTES
| Wherever products are specified by proprietary name and the phrase or equivalent is not included, it is to be deemed included |  | noidn
| The Tenderer's attention is drawn to the "Works Requirements within Volume A" attached, from which this element has been prepared |  | noidn
| For detailed description of workmanship see Mechanical & Electrical Engineer's Drawings / Specification |  | noidn
| Notwithstanding the provisions of the Agreed Rules of Measurement (ARM5), the items listed below have not been measured in accordance with ARM5. |  | noidn
| The Contractor shall allow for the full and complete provision of the works associated with these items, including all labour, materials, equipment, cabling, containment, accessories, testing and commissioning, as required by the Contract Drawings and Services Engineers Specification. No adjustment to the Contract Sum shall be made on the basis that such items have not been measured in accordance with ARM5. |  | noidn
| The Contractor shall note that notwithstanding the quantities included in this Bill of Quantities, the tendered sum shall be deemed to include for the full and complete execution of the works as described in the Services Engineers Specifications, Drawings and Schedules. |  | noidn
| The Contractor shall ensure that all equipment, fittings, lighting controls, sensors, switches, cabling, containment systems, wiring accessories, supports and ancillary items, builders work interfaces, whether specifically quantified or not, are fully allowed for in order to deliver a complete, coordinated and fully functioning electrical services installation. The Contractor shall not be entitled to additional payment for any item omitted from the BoQ quantities where such item is clearly required by the drawings and/or specifications. |  | noidn
Information generally
| 1. It is brought to the Contractors attention that the proposed alterations to the extension and as such particular attention should be paid to the requirement for concealed pipework and recessed radiators together with any other requirements for an SEN Unit as detailed in the Mechanical & Electrical Engineer's Drawings / Specifications and as demanded by the requirements of a typical SEN unit. |  | noidn
| 2. Allow for bringing and removal on completions all plant required for this element of work |  | noidn
| 3. Contractor to include in his tender sum for all general and special attendances required on his mechanical sub-contractor |  | noidn
GENERAL/SPECIAL ATTENDANCE
Notes
0K | This Element includes the following scope of works: Electrical services in Electrical Lighting |  | Note
Preliminary Particulars
0L | The Contractor shall include here for all items deemed necessary relating to this Element of the Works as contained in the Service Engineers Drawing Nr's.19-052 63(E001) - T1 to 19-052 63(E005) - T1, specification, schematics and associated equipment schedules |  | item
General/Special Attendances
| The Contractor is to liaise directly with the Electrical Specialist with regards to the provision of all attendances required for the mechanical installation; no claims will be entertained in respect of omissions or oversights on behalf of either party. Any general / special attendances listed below are for guidance purposes only. |  | noidn
108B | ^^^^provide lightweight aluminium mobile scaffolds complete with floors, ladder and handrails, for the installation of new services at high level as per the relevant drawings |  | Item
108C | ^^^^provide for hoisting of all plant as necessary |  | Item
108D | ^^^^provide for storing all plant as necessary |  | Item
108E | ^^^^provide for storing all material as necessary |  | Item
ELECTRICAL INSTALATIONS
LIGHTING AND EMERGENCY LIGHTING INSTALLATIONS
GENERAL
System; supply, install and commission of Lighting installation in accordance with Electrical Drawings and Specification
0B | supply, install, test and commission of internal and external lighting installations; complete; as per Electrical Services Drawings and Specification |  | item
0C | supply, install, test and commission of emergency lighting installations; complete; to IS3217:2013; as per Electrical Services Drawings and Specification |  | item
PRIMARY EQUIPMENT
Primary Equipment
Momentary (Push-To-Make) retractive light switches
| One-way "push to make" light switch |  | Nr
| Tow-way "push to make" light switch |  | Nr
Lighting Controls
0D | Ceiling mounted remote pir sensor for the lighting controls |  | Nr
| Standalone recessed daylight absence detector and daylight sensor |  | Nr
Fittings; supply and install lighting fittings, or equivalent, including all wiring, kilks, flexible cords, supports, steel conduit, labelling and the like all as specified in Electrical Drawings 19-052 63(E001) - T1 to 19-052 63(E005) - T1
0E | New 23.716W LED luminaire |  | Nr
0F | New 29.1W LED luminaire |  | Nr
| New 37W LED dimmable luminaire (1520mm) |  | Nr
Fittings; supply and install external lighting fittings, or equivalent, including all wiring, kilks, flexible cords, supports, steel conduit, labelling and the like all as specified in Electrical Drawing 19-052 63(E001) - T1 to 19-052 63(E005) - T1
0K | Emergency escape exit sign with directions |  | Nr
| Stand-alone "area version" LED emergency light fitting |  | Nr
Lighting & Emergency Lighting Cabling
0P | Lighting cabling |  | item
0Q | Emergency Lighting cabling |  | item
Final circuits (including points terminations) supply and installation of the following lighting and emergency lighting; including all wiring, concealed conduits, back boxes, glanding, terminating, earthing, bonding and the like etc required all as per Engineer's drawings and the Electrical Specification.
0G | circuits to all lighting fittings, detectors and switches |  | item
0H | circuits to all emergency lighting fittings, detectors and switches |  | item
| All new cables shall be supplied from the new electrical distribution board in the building. Quantity and locations as indicated on the drawings |  | item
TESTING AND COMMISSIONING
Identification
0M | identification plates, labels and the like; as Engineer's specification |  | item
Testing
0E | testing and commissioning as detailed in Engineer's specification |  | item
Commissioning and system validation
0K | commissioning as detailed in Engineer's specification |  | item
0K | warranty requirements as detailed in Engineer's specification |  | item
Operation and maintenance manuals
0F | operating and maintenance manuals; manuals shall be available as specified in the Electrical Specification |  | item
Drawing preparation
0G | working drawings |  | item
0H | co-ordination drawings |  | item
0J | as-built drawings |  | item
General Builder's Work
0L | marking out and supervision of all Builder's Work |  | item
0N | fire stopping; the Contractor shall identify openings where fire stopping is required, to complete building in around containment trays and conduits, which fire stopping shall be certified by specialists |  | item
(64) COMMUNICATION SYSTEMS
NOTES
| Wherever products are specified by proprietary name and the phrase or equivalent is not included, it is to be deemed included |  | noidn
| The Tenderer's attention is drawn to the "Works Requirements within Volume A" attached, from which this element has been prepared |  | noidn
| For detailed description of workmanship see Mechanical & Electrical Engineer's Drawings / Specification |  | noidn
| Notwithstanding the provisions of the Agreed Rules of Measurement (ARM5), the items listed below have not been measured in accordance with ARM5. |  | noidn
| The Contractor shall allow for the full and complete provision of the works associated with these items, including all labour, materials, equipment, cabling, containment, accessories, testing and commissioning, as required by the Contract Drawings and Services Engineers Specification. No adjustment to the Contract Sum shall be made on the basis that such items have not been measured in accordance with ARM5. |  | noidn
| The Contractor shall note that notwithstanding the quantities included in this Bill of Quantities, the tendered sum shall be deemed to include for the full and complete execution of the works as described in the Services Engineers Specifications, Drawings and Schedules. |  | noidn
| The Contractor shall ensure that all equipment, fittings, lighting controls, sensors, switches, cabling, containment systems, wiring accessories, supports and ancillary items, builders work interfaces, whether specifically quantified or not, are fully allowed for in order to deliver a complete, coordinated and fully functioning electrical services installation. The Contractor shall not be entitled to additional payment for any item omitted from the BoQ quantities where such item is clearly required by the drawings and/or specifications. |  | noidn
Information generally
| 1. It is brought to the Contractors attention that the proposed alterations to the extension and as such particular attention should be paid to the requirement for concealed pipework and recessed radiators together with any other requirements for an SEN Unit as detailed in the Mechanical & Electrical Engineer's Drawings / Specifications and as demanded by the requirements of a typical SEN unit. |  | noidn
| 2. Allow for bringing and removal on completions all plant required for this element of work |  | noidn
| 3. Contractor to include in his tender sum for all general and special attendances required on his mechanical sub-contractor |  | noidn
GENERAL/SPECIAL ATTENDANCE
Notes
0K | This Element includes the following scope of works: DATA & PA installations |  | Note
Preliminary Particulars
0L | The Contractor shall include here for all items deemed necessary relating to this Element of the Works as contained in the Service Engineers Drawing Nr's.19-052 62(E001) - T1 to 19-052 62(E005) - T1, specification, schematics and associated equipment schedules |  | item
General/Special Attendances
| The Contractor is to liaise directly with the Electrical Specialist with regards to the provision of all attendances required for the mechanical installation; no claims will be entertained in respect of omissions or oversights on behalf of either party. Any general / special attendances listed below are for guidance purposes only. |  | noidn
108B | ^^^^provide lightweight aluminium mobile scaffolds complete with floors, ladder and handrails, for the installation of new services at high level as per the relevant drawings |  | Item
108C | ^^^^provide for hoisting of all plant as necessary |  | Item
108D | ^^^^provide for storing all plant as necessary |  | Item
108E | ^^^^provide for storing all material as necessary |  | Item
DATA / I.T INSTALLATIONS
GENERAL
System; supply, install and commission of DATA/ I.T. installation in accordance with Services Drawing No's. 19-052 62(E001) - T1 to 19-052 62(E005) - T1 and Specification
0B | supply, install, test and commission of DATA/ I.T. installations; complete; including all structured cabling, RJ45 sockets, RJ45 patch panels and cabinets; as per Electrical Services Drawings and Specification |  | Item
| The new extension shall be provided with a new independent CAT 6A UTP structured computer wiring system as per the drawings. The system as described below shall be installed in accordance with ISO 11801 and EN 50173. All equipment provided shall be from the same manufacturer to ensure optimum performance. The installed system shall be certified by the specialist Contractor with a twenty-year performance and components warranty. |  | Item
| All structural wiring shall be terminated in the new intermediate data cabinet as identified on the electrical drawings. All wiring terminations shall be RJ45 presentation. All new IT and telephone points shall be wired back and connected to this new intermediate comms cabinet. Allow for punching down the data cables. |  | Item
| The entire installation shall be carried out by a data specialist Contractor. The specialist Contractor shall be fully trained and certified to install the specified product and fully authorised to issue a warranty certificate. |  | Item
| The data horizontal cabling shall consist of CAT 6A UTP (unshielded twisted pair) cable complying with EIA-TIA 568 up to and including 155 Mps. All cable runs on a system of cable trays/conduit to be supplied by the Electrical Contractor; as per Electrical Services Drawings and Specification |  | Item
| The data equipment shall be connected to RJ45 socket outlets via Category 6A device cables to EIA/TIA 568A, (SP 2840A), ISO IS 11801 and EN 50178 standards. Cables shall be terminated in RJ45 plugs and shall be 3m long; data outlets shall be supplied and fitted under this contract and shall be modular universals applications RJ45 type to EIA/TIA 568A, ISO IS 11801 and EN 50173 Category 6A; as per Electrical Services Drawings and Specification |  | Item
PRIMARY EQUIPMENT
Primary Equipment
0C | Intermediate Distribution Frame; to serve School Extension; including all structured cabling, spur outlets, PDU, RJ45 sockets, RJ45 patch panels and cabinets; all in accordance with Services Engineers Drawings and Specifications |  | nr
| Allow for the supply and installation of a wall mounted comms cabinet in the storeroom. All IT points required for the IT points, telephone points, etc. throughout the new ASD building shall be wired back to this cabinet in the storeroom; 18U wall mounted cabinet. Approximate dimensions of cabinet is 600mm wide x 390mm deep x 370mm high cabinet.; all in accordance with Services Engineers Drawings and Specifications |  | nr
Final circuits (including points terminations) supply and installation of the following data and I.T. services; including all wiring, concealed conduits, back boxes, glanding, terminating, earthing, bonding and the like etc required all as per Engineer's drawings and the Electrical Specification.
0B | circuits to all data / IT installations complete |  | item
TESTING AND COMMISSIONING
Identification
0M | identification plates, labels and the like; as Engineer's specification |  | item
Testing
0E | testing and commissioning as detailed in Engineer's specification |  | item
Commissioning and system validation
0K | commissioning as detailed in Engineer's specification |  | item
0K | warranty requirements as detailed in Engineer's specification |  | item
Operation and maintenance manuals
0F | operating and maintenance manuals; manuals shall be available as specified in the Electrical Specification |  | item
Drawing preparation
0G | working drawings |  | item
0H | co-ordination drawings |  | item
0J | as-built drawings |  | item
General Builder's Work
0L | marking out and supervision of all Builder's Work |  | item
0N | fire stopping; the Contractor shall identify openings where fire stopping is required, to complete building in around containment trays and conduits, which fire stopping shall be certified by specialists |  | item
PUBLIC ADDRESS INSTALLATIONS
GENERAL
System; supply, install and commission of Public Address installation in accordance with Services Drawing No's. 19-052 62(E001) - T1 to 19-052 62(E005) - T1 and Specification
0L | supply, install, test and commission of Public Address installations; complete; as per Electrical Services Drawings and Specification |  | Item
| Allow for the supply, installation, testing and commissioning of new public address devices to the existing PA system for the existing Girls School main school building and the existing Boys School main school building. The PA system shall be extended to cater for the new devices in the new Girls School extension and new Boys School extension; as per Electrical Services Drawings and Specification |  | Item
| Allow for the supply, installation, testing and commissioning of the new public address speakers for the new Girls School extension and new Boys School extension. All speakers as indicated on the drawing are to be linked back to the existing public address control panel in the Girls School main school building and Boys School main school building; as per Electrical Services Drawings and Specification |  | Item
PRIMARY EQUIPMENT
PA speakers in the new school extension
0M | Public address system with talk back facility (internal) |  | Nr
Public Address System Cabling
0P | Public Address System Cabling |  | item
Final circuits (including points terminations) supply and installation of the Public Address system; including all wiring, concealed conduits, back boxes, glanding, terminating, earthing, bonding and the like etc required all as per Engineer's drawings and the Electrical Specification.
0A | circuits to all public address systems |  | item
TESTING AND COMMISSIONING
Identification
0M | identification plates, labels and the like; as Engineer's specification |  | item
Testing
0E | testing and commissioning as detailed in Engineer's specification |  | item
Commissioning and system validation
0K | commissioning as detailed in Engineer's specification |  | item
0K | warranty requirements as detailed in Engineer's specification |  | item
Operation and maintenance manuals
0F | operating and maintenance manuals; manuals shall be available as specified in the Electrical Specification |  | item
Drawing preparation
0G | working drawings |  | item
0H | co-ordination drawings |  | item
0J | as-built drawings |  | item
General Builder's Work
0L | marking out and supervision of all Builder's Work |  | item
0N | fire stopping; the Contractor shall identify openings where fire stopping is required, to complete building in around containment trays and conduits, which fire stopping shall be certified by specialists |  | item
(66) CONTAINMENT
NOTES
| Wherever products are specified by proprietary name and the phrase or equivalent is not included, it is to be deemed included |  | noidn
| The Tenderer's attention is drawn to the "Works Requirements within Volume A" attached, from which this element has been prepared |  | noidn
| For detailed description of workmanship see Mechanical & Electrical Engineer's Drawings / Specification |  | noidn
| Notwithstanding the provisions of the Agreed Rules of Measurement (ARM5), the items listed below have not been measured in accordance with ARM5. |  | noidn
| The Contractor shall allow for the full and complete provision of the works associated with these items, including all labour, materials, equipment, cabling, containment, accessories, testing and commissioning, as required by the Contract Drawings and Services Engineers Specification. No adjustment to the Contract Sum shall be made on the basis that such items have not been measured in accordance with ARM5. |  | noidn
| The Contractor shall note that notwithstanding the quantities included in this Bill of Quantities, the tendered sum shall be deemed to include for the full and complete execution of the works as described in the Services Engineers Specifications, Drawings and Schedules. |  | noidn
| The Contractor shall ensure that all equipment, fittings, lighting controls, sensors, switches, cabling, containment systems, wiring accessories, supports and ancillary items, builders work interfaces, whether specifically quantified or not, are fully allowed for in order to deliver a complete, coordinated and fully functioning electrical services installation. The Contractor shall not be entitled to additional payment for any item omitted from the BoQ quantities where such item is clearly required by the drawings and/or specifications. |  | noidn
Information generally
| 1. It is brought to the Contractors attention that the proposed alterations to the extension and as such particular attention should be paid to the requirement for concealed pipework and recessed radiators together with any other requirements for an SEN Unit as detailed in the Mechanical & Electrical Engineer's Drawings / Specifications and as demanded by the requirements of a typical SEN unit. |  | noidn
| 2. Allow for bringing and removal on completions all plant required for this element of work |  | noidn
| 3. Contractor to include in his tender sum for all general and special attendances required on his mechanical sub-contractor |  | noidn
GENERAL/SPECIAL ATTENDANCE
Notes
0K | This Element includes the following scope of works: Cable Containment Systems |  | Note
Preliminary Particulars
0L | The Contractor shall include here for all items deemed necessary relating to this Element of the Works as contained in the Service Engineers Drawing Nr's.19-052 66(E001) - T1 to 19-052 66(E002) - T1, specification, schematics and associated equipment schedules |  | item
General/Special Attendances
| The Contractor is to liaise directly with the Electrical Specialist with regards to the provision of all attendances required for the mechanical installation; no claims will be entertained in respect of omissions or oversights on behalf of either party. Any general / special attendances listed below are for guidance purposes only. |  | noidn
108B | ^^^^provide lightweight aluminium mobile scaffolds complete with floors, ladder and handrails, for the installation of new services at high level as per the relevant drawings |  | Item
108C | ^^^^provide for hoisting of all plant as necessary |  | Item
108D | ^^^^provide for storing all plant as necessary |  | Item
108E | ^^^^provide for storing all material as necessary |  | Item
ELECTRICAL INSTALATION
CABLE LADDER / TRAY / TRUNKING INSTALLATIONS
GENERAL
System; cable ladder/tray/trunking installations; cabling containment; galvanised; including conduits, cable trays, baskets, 3-compartment trunkings, wiring, brackets, supports, fixings, hangers, bends, headers, grounds, casing, covers, plating and mounting in accordance with Drawings and the Electrical Specification.
0B | supply and install of cable ladder/tray/trunking installations; complete |  | item
CABLE CONTAINMENT
Cable Containment
0C | 75mm tray for low voltage supplies installed at high level in the ceiling void |  | m
0E | 100 x 50mm general services trunking installed at high level in the ceiling void |  | m
0F | 50mm steel tray installed at high level in the ceiling void for fire alarm |  | m
0G | 100mm tray for low voltage supplies installed at high level in the ceiling void |  | m
| 200 x 100mm general services trunking installed at high level in the ceiling void |  | m
| Dado trunking |  | m
| Conduits |  | m
CABLE CONTAINMENT FITTINGS
Cable containment fittings
| 50mm steel tray installed at high level in the ceiling void for fire alarm; bends |  | Nr
| 100mm tray for low voltage supplies installed at high level in the ceiling void; bends |  | Nr
| 200 x 100mm general services trunking installed at high level in the ceiling void; bends |  | Nr
| 50mm steel tray installed at high level in the ceiling void for fire alarm; tees |  | Nr
| 100mm tray for low voltage supplies installed at high level in the ceiling void; tees |  | Nr
| 200 x 100mm general services trunking installed at high level in the ceiling void; tees |  | Nr
TESTING AND COMMISSIONING
Identification
0M | identification plates, labels and the like; as Engineer's specification |  | item
Testing
0E | testing and commissioning as detailed in Engineer's specification |  | item
Commissioning and system validation
0K | commissioning as detailed in Engineer's specification |  | item
0K | warranty requirements as detailed in Engineer's specification |  | item
Operation and maintenance manuals
0F | operating and maintenance manuals; manuals shall be available as specified in the Electrical Specification |  | item
Drawing preparation
0G | working drawings |  | item
0H | co-ordination drawings |  | item
0J | as-built drawings |  | item
General Builder's Work
0L | marking out and supervision of all Builder's Work |  | item
(68) SECURITY & PROTECTION SERVICES
NOTES
| Wherever products are specified by proprietary name and the phrase or equivalent is not included, it is to be deemed included |  | noidn
| The Tenderer's attention is drawn to the "Works Requirements within Volume A" attached, from which this element has been prepared |  | noidn
| For detailed description of workmanship see Mechanical & Electrical Engineer's Drawings / Specification |  | noidn
| Notwithstanding the provisions of the Agreed Rules of Measurement (ARM5), the items listed below have not been measured in accordance with ARM5. |  | noidn
| The Contractor shall allow for the full and complete provision of the works associated with these items, including all labour, materials, equipment, cabling, containment, accessories, testing and commissioning, as required by the Contract Drawings and Services Engineers Specification. No adjustment to the Contract Sum shall be made on the basis that such items have not been measured in accordance with ARM5. |  | noidn
| The Contractor shall note that notwithstanding the quantities included in this Bill of Quantities, the tendered sum shall be deemed to include for the full and complete execution of the works as described in the Services Engineers Specifications, Drawings and Schedules. |  | noidn
| The Contractor shall ensure that all equipment, fittings, lighting controls, sensors, switches, cabling, containment systems, wiring accessories, supports and ancillary items, builders work interfaces, whether specifically quantified or not, are fully allowed for in order to deliver a complete, coordinated and fully functioning electrical services installation. The Contractor shall not be entitled to additional payment for any item omitted from the BoQ quantities where such item is clearly required by the drawings and/or specifications. |  | noidn
Information generally
| 1. It is brought to the Contractors attention that the proposed alterations to the extension and as such particular attention should be paid to the requirement for concealed pipework and recessed radiators together with any other requirements for an SEN Unit as detailed in the Mechanical & Electrical Engineer's Drawings / Specifications and as demanded by the requirements of a typical SEN unit. |  | noidn
| 2. Allow for bringing and removal on completions all plant required for this element of work |  | noidn
| 3. Contractor to include in his tender sum for all general and special attendances required on his mechanical sub-contractor |  | noidn
GENERAL/SPECIAL ATTENDANCE
Notes
0K | This Element includes the following scope of works: Electrical services in Protective services, which include Fire Alarm, Aspirating Detection, Intruder Alarm, IP CCTV, Access Control and Lightning Protection installations; all in accordance with Services Engineers Drawings and Specifications |  | Note
Preliminary Particulars
0L | The Contractor shall include here for all items deemed necessary relating to this Element of the Works as contained in the Service Engineers Drawing Nr's.19-052 68(E001) - T1 to 19-052 68(E005) - T1, specification, schematics and associated equipment schedules |  | item
General/Special Attendances
| The Contractor is to liaise directly with the Electrical Specialist with regards to the provision of all attendances required for the mechanical installation; no claims will be entertained in respect of omissions or oversights on behalf of either party. Any general / special attendances listed below are for guidance purposes only. |  | noidn
108B | ^^^^provide lightweight aluminium mobile scaffolds complete with floors, ladder and handrails, for the installation of new services at high level as per the relevant drawings |  | Item
108C | ^^^^provide for hoisting of all plant as necessary |  | Item
108D | ^^^^provide for storing all plant as necessary |  | Item
108E | ^^^^provide for storing all material as necessary |  | Item
ELECTRICAL INSTALATION
FIRE ALARM INSTALLATIONS
GENERAL
System; supply, install and commission of Fire Alarm Installation; in accordance with Service Engineer's Drawing 19-052 68(E001) - T1 to 19-052 68(E005) - T1 and the Electrical Specification
0B | supply, install, test and commission of Fire Alarm Installation; complete; as per Electrical Services Drawing Nr. 19-052 68(E001) - T1 to 19-052 68(E005) - T1 and Specification |  | item
0C | Supply, install and commission by specialist contractor; complete Fire Alarm System including all associated equipment and wiring |  | item
| Existing fire alarm systems within the Girls School and Boys School main buildings shall be retained. The existing systems are addressable fire alarm systems with main control panels located as indicated on the drawings. All new fire alarm works shall be fully compatible with and integrated into the existing systems; all in accordance with Services Engineer's Drawings and Specifications |  | Item
| Supply, installation, wiring, programming and commissioning of connections between the new fire alarm repeater panels in the Girls School extension and Boys School extension and the existing main fire alarm panels in the existing school buildings, including all cabling, containment, addressing, interfacing, testing and configuration, complete to provide full system integration as indicated on drawings; all in accordance with Services Engineer's Drawings and Specifications |  | Item
PRIMARY EQUIPMENT
Fire Alarm Control & Repeater Panels
| Supply and installation of addressable fire alarm repeater panel, fully networked and interfaced with the existing main fire alarm panels in the existing school buildings, complete with programming, configuration and all associated cabling and containment; installed as indicated on drawings (Ref. FARP) |  | Nr
| Addressable fire alarm repeater panels to be open‑protocol, fully networkable, complete with LCD display, status indicators, sounder circuits, relays, battery backup and charger; as Advanced MxPro 5 or equivalent, installed as indicated on drawings |  | Item
| Fire alarm repeater panels to be Advanced MxPro 5 or approved equivalent, installed, programmed and commissioned in accordance with I.S. 3218:2013+A1:2019 and manufacturer’s requirements, and as indicated on drawings |  | Item
Smoke Detectors
| New smoke detector installed in ceiling void c/w remote LED indicator to be installed in the ceiling |  | Nr
Combined Smoke Detectors and Sounders
| New combined smoke detector and sounder for the fire alarm system |  | Nr
Manual Call Points (Break‑Glass Units)
| New manual call point |  | Nr
| New emergency break glass unit for door access system |  | Nr
General fire alarm interface units (I/O units
| New fire alarm interface |  | Nr
TESTING AND COMMISSIONING
Identification
0M | identification plates, labels and the like; as Engineer's specification |  | item
Testing
0E | testing and commissioning as detailed in Engineer's specification |  | item
Commissioning and system validation
0K | commissioning as detailed in Engineer's specification |  | item
0K | warranty requirements as detailed in Engineer's specification |  | item
Operation and maintenance manuals
0F | operating and maintenance manuals; manuals shall be available as specified in the Electrical Specification |  | item
Drawing preparation
0G | working drawings |  | item
0H | co-ordination drawings |  | item
0J | as-built drawings |  | item
General Builder's Work
0L | marking out and supervision of all Builder's Work |  | item
0N | fire stopping; the Contractor shall identify openings where fire stopping is required, to complete building in around containment trays and conduits, which fire stopping shall be certified by specialists |  | item
INTRUDER ALARM
GENERAL
System; supply, install and commission of the Intruder Alarml Installation; in accordance with Service Engineer's Drawing 19-052 68(E001) - T1 to 19-052 68(E005) - T1 and the Electrical Specification
0C | supply, install, test and commission of Intruder Alarml Installation; complete; as per Electrical Services Drawings and Specification |  | item
PRIMARY EQUIPMENT
| Dual tech passive infra-red motion detector |  | Nr
| New intruder alarm door contact |  | Nr
TESTING AND COMMISSIONING
Identification
0M | identification plates, labels and the like; as Engineer's specification |  | item
Testing
0E | testing and commissioning as detailed in Engineer's specification |  | item
Commissioning and system validation
0K | commissioning as detailed in Engineer's specification |  | item
0K | warranty requirements as detailed in Engineer's specification |  | item
Operation and maintenance manuals
0F | operating and maintenance manuals; manuals shall be available as specified in the Electrical Specification |  | item
Drawing preparation
0G | working drawings |  | item
0H | co-ordination drawings |  | item
0J | as-built drawings |  | item
General Builder's Work
0L | marking out and supervision of all Builder's Work |  | item
0N | fire stopping; the Contractor shall identify openings where fire stopping is required, to complete building in around containment trays and conduits, which fire stopping shall be certified by specialists |  | item
INDUCTION LOOP SYSTEM
GENERAL
System; supply, install and commission of Induction Loop System in accordance with Service Engineer's Drawing 19-052 62(E001) - T1 to 19-052 62(E005) - T1 and the Electrical Specification
0L | supply, install, test and commission of Induction Loop System; complete |  | item
PRIMARY EQUIPMENT
Fittings; supply and install all as per Engineer's Drawings and the Electrical Specification.
| Induction loop system |  | Nr
| Amplifier for induction loop sysstem |  | Nr
Induction Loop System Cabling
0P | Induction Loop System Cabling |  | m
Final circuits (including points terminations) supply and installation of the following Induction Loop System; including all wiring, concealed conduits, back boxes, glanding, terminating, earthing, bonding and the like etc required all as per Engineer's drawings and the Electrical Specification.
0A | circuits to all Induction Loop systems |  | item
(69) COMMISSIONING, INSTRUCTION TO CLIENT AND HANDOVER ELECTRICAL INSTALLATIONS
NOTES
| Wherever products are specified by proprietary name and the phrase or equivalent is not included, it is to be deemed included |  | noidn
| The Tenderer's attention is drawn to the "Works Requirements within Volume A" attached, from which this element has been prepared |  | noidn
| For detailed description of workmanship see Mechanical & Electrical Engineer's Drawings / Specification |  | noidn
| Notwithstanding the provisions of the Agreed Rules of Measurement (ARM5), the items listed below have not been measured in accordance with ARM5. |  | noidn
| The Contractor shall allow for the full and complete provision of the works associated with these items, including all labour, materials, equipment, cabling, containment, accessories, testing and commissioning, as required by the Contract Drawings and Services Engineers Specification. No adjustment to the Contract Sum shall be made on the basis that such items have not been measured in accordance with ARM5. |  | noidn
| The Contractor shall note that notwithstanding the quantities included in this Bill of Quantities, the tendered sum shall be deemed to include for the full and complete execution of the works as described in the Services Engineers Specifications, Drawings and Schedules. |  | noidn
| The Contractor shall ensure that all equipment, fittings, lighting controls, sensors, switches, cabling, containment systems, wiring accessories, supports and ancillary items, builders work interfaces, whether specifically quantified or not, are fully allowed for in order to deliver a complete, coordinated and fully functioning electrical services installation. The Contractor shall not be entitled to additional payment for any item omitted from the BoQ quantities where such item is clearly required by the drawings and/or specifications. |  | noidn
Information generally
| 1. It is brought to the Contractors attention that the proposed alterations to the extension and as such particular attention should be paid to the requirement for concealed pipework and recessed radiators together with any other requirements for an SEN Unit as detailed in the Mechanical & Electrical Engineer's Drawings / Specifications and as demanded by the requirements of a typical SEN unit. |  | noidn
| 2. Allow for bringing and removal on completions all plant required for this element of work |  | noidn
| 3. Contractor to include in his tender sum for all general and special attendances required on his mechanical sub-contractor |  | noidn
Testing & Commissioning of Electrical Systems
| Testing, inspection and commissioning of all electrical services installations, including power distribution, lighting, emergency lighting, fire alarm, security, communications and associated controls, complete to demonstrate full compliance with the Contract Drawings, Specifications and relevant Irish Standards. |  | Item
| Testing, inspection and commissioning of all electrical services installations, including power distribution, lighting, emergency lighting, fire alarm, security, communications and associated controls, complete to demonstrate full compliance with the Contract Drawings, Specifications and relevant Irish Standards. |  | Item
| Provision of all test results, certification and commissioning records, including ETCI / Safe Electric certification, subsystem certificates and specialist system certificates, as applicable. |  | Item
| Attendance during commissioning of specialist systems, allowing for coordination with manufacturers, suppliers and system specialists where required by the specification. |  | Item
| Attendance at witness testing by the Employer’s Representative and provision of all required test certificates and commissioning documentation |  | Item
Operation & Maintenance Manuals and Handover
| Preparation, submission and handover of Operation and Maintenance (O&M) Manuals for the complete electrical installation, compiled in accordance with the specification and contract requirements. |  | Item
| O&M Manuals to include, as a minimum; As‑installed drawings and schematics; Equipment schedules and manufacturers’ data sheets Test certificates and commissioning records System descriptions and control philosophies Maintenance requirements and recommended servicing intervals Warranty information and contact details |  | Item
| Provision of client instruction and demonstration for all electrical systems, including lighting controls, fire alarm, security systems and specialist installations, delivered at agreed times prior to handover. |  | Item
| Final handover of electrical services, including submission of all documentation, certification, training records and confirmation that systems are fully operational and compliant. |  | Item
BUILDING FITTINGS
(74) SANITARY FITTINGS GENERALLY
NOTES
| Wherever products are specified by proprietary name and the phrase or equivalent is not included, it is to be deemed included |  | noidn
| The Tenderer's attention is drawn to the "Works Requirements within Volume A" attached, from which this element has been prepared |  | noidn
| For detailed description of workmanship see Architect's & Engineer's Drawings / Specification |  | noidn
Information generally
| 1. The work measured hereunder refers to the new sanitary fittings required within the existing SEN and Mainstream classrooms. These works will largely be carried out within a live environment and all necessary precautions should be taken to ensure the safety of the building occupants. The Contractor MUST include herein for all costs associated with such precautions. |  | noidn
| 2. The Contractor should note limitations on working hours identified in Preliminaries Section of this Pricing Document. |  | noidn
FITTINGS
FITTINGS, EQUIPMENT AND FURNITURE
Supply and Fit the following sanitary fittings; All Products below available through SONAS or equal approved products and should refer back to their specification.
Fittings; sanitary; as per Architects drawings and specification ACC WC
120B | ^^^^Accessible W/Cs to be installed and set out in compliance with TGD Part M 2010 Section 1.4 Diagram 15a & Guidelines and Standards for sanitary facilities in primary schools; Refer to Appendix documents for proposed Doc M Pack sanitary ware and railing systems |  | nr
Fittings; sanitary; as per Architects drawings and specification WC's
| ^^^^Doc M accessible W/C pack |  | nr
Fittings; sanitary; as per Architects drawings and specification Sluice Room
| ^^^^Sonas or equivalent H/B Cleaners Sink Pack |  | nr
Fittings; sanitary; as per Architects drawings and specification Accessories
| ^^^^changing table |  | nr
120B | ^^^^Allow soap dispenser to all WC’s and assisted shower room |  | nr
| ^^^^Allow toilet paper dispenser to all WC’s and assisted shower room |  | nr
120L | ^^^^Allow for bins to all WC’s and assisted shower room |  | nr
121A | ^^^^Allow for mirrors (1000x400mm) to all WC’s as required |  | nr
121A | ^^^^Coat hooks to be provided in each toilet / shower room |  | nr
FITTED FIXED FURNITURE
(71) DISPLAY, CIRCULATION FITTINGS
NOTES
| Wherever products are specified by proprietary name and the phrase or equivalent is not included, it is to be deemed included |  | noidn
| The Tenderer's attention is drawn to the "Works Requirements within Volume A" attached, from which this element has been prepared |  | noidn
| For detailed description of workmanship see Architect's & Engineer's Drawings / Specification |  | noidn
Information generally
| 1. The work measured hereunder refers to the permanent signage requirements associated with the existing SEN and Mainstream classrooms. These works will largely be carried out adjacent to a live environment and so all necessary precautions should be taken to ensure the safety of the building occupants. The Contractor MUST include herein for all costs associated with such precautions. |  | noidn
| 2. The Contractor should note limitations on working hours identified in Preliminaries Section of this Pricing Document. |  | noidn
FITTINGS
SIGNAGE
0.03 Aluminium laminate sign face applied to 1/8 thick black acrylic; Sign face includes raised text and silver metal braille beads. Available Finishes: Brushed Aluminium / Satin Aluminium; proposed signage to be bonded directly to wall / door with adhesive, location TBC by architect; colours & text design TBC by Architect prior to manufacture; contractor to provide drawings for approval prior to manufacture; no lighting to be included.
The following is a non-exhaustive list of signage that is required:
| ^^^^F3 - KCC grade 304 stainless steel 'fire door keep shut' sign - white text |  | nr
| ^^^^S1 - KCC grade 304 stainless steel accessible symbil & KCC grade 304 stainless steel unisex symbol |  | nr
| ^^^^S2 - KCC grade 304 stainless steel Changing Place symbol |  | nr
| ^^^^S3 - Room name and room number. Style of sign to match the style of the existing room signs in the school |  | nr
| ^^^^S4 - KCC grade 304 stainless steel Unisex Symbol |  | nr
| ^^^^RS1 - Refuse call point signage - self adhesive polypropylene 300 x 200mm |  | nr
Refer to architects floor plan for location and type of fire extinguisher; travel distance to fire extinguishers should not exceed 25m from any point in the building; the school are to Train all employees in the proper use of fire extinguishers; many service companies and some fire brigades will provide such training; on a monthly basis have a responsible person inspect extinguishers to ensure that they are: Properly mounted and visible. Free from obvious damage; Properly charged, and that Inspection and service tags are current; At least annually have a fire extinguisher service company inspect and service all portable fire extinguishers; Each fire extinguisher is to have the correct signage above it; the sign is to indicate what type of extinguisher it is and what type of fire it can be used on; the fire extinguishers are to have a clear space of 1000mm in from of them for ease of access in case of a fire; Powder and C02 fire extinguishers to be provided in the locations indicated on architect’s signage plan; the below signs are to be provided above each of the fire extinguisher.
The following is a non-exhaustive list of signage that is required:
| ^^^^F1 * F2 - 90 x 280mm Self-Adhesive 1.2mm thick; Environmentally Friendly and durable Polypropylene material |  | item
| ^^^^F4 - Fire Blanket Signage. To be 1300mm above floor level |  | item
(73) CULINARY FITTINGS
NOTES
| Wherever products are specified by proprietary name and the phrase or equivalent is not included, it is to be deemed included |  | noidn
| The Tenderer's attention is drawn to the "Works Requirements within Volume A" attached, from which this element has been prepared |  | noidn
| For detailed description of workmanship see Architect's & Engineer's Drawings / Specification |  | noidn
Information generally
| 1. The work measured hereunder refers to the kitchen fitted furniture requirements associated with the existing building. These works will largely be carried out adjacent to a live environment and so all necessary precautions should be taken to ensure the safety of the building occupants. The Contractor MUST include herein for all costs associated with such precautions. |  | noidn
| 2. The Contractor should note limitations on working hours identified in Preliminaries Section of this Pricing Document. |  | noidn
FITTINGS
FITTINGS, EQUIPMENT AND FURNITURE
All Kitchen units are to be 19.4mm SWISSCDF or equivalent Woodfibre boards with all edges sealed with Rubio Clear Dry Oil PURE or equivalent - this must be applied to all edges; All Kitchen Unit Carcass shelving to consist of White Melamine Birch Ply at 18mm thickness; All Carcasses are to be elevated from the floor level with a 150mm Base constructed beneath units to accommodate any services, faced with SWISSCDF or equivalent 19.4mm as per units. Colour of which to be confirmed; All doors to consist of 18mm Birch Plywood with high pressure POLYREY DURION CLASSIQUE HPL or equivalent facing with Birch Edges exposed sealed and finished with a suitable lacquer/ seal to prevent moisture damage and any other damage; Facings: All SWISSCDF or equivalent 19.4mm with all edges sealed with Rubio Clear Dry Oil PURE or equivalent; 170 x 35mm D handles 10mm diameter by Hafele or equivalent (Ref 117.40.640) brushed stainless steel; Heavy-duty stainless-steel hinges & Door soft closers to be included BLUM or equivalent; 38mm x 600mm Omega White Quartz Hi-gloss Ice white Laminate with rounded EDGE profile; Anti-fungal mastic joint between splashback and worktop.
Kitchen Unit
| ^^^^4445mm long refer to drawing T404 |  | m
Extra over fpr
| ^^^^^^Sonas select sink pack, inset stainless steel 1.5 bowl and drainer complete with Sandringham dual control sink 1 taphole mixer, half inch basket strainer waste range or equal approved including all plumbing, traps etc. contractor to measure on site & confirm dimensions prior to ordering of materials. |  | nr
(76) STORAGE, SCREENING FITTINGS
NOTES
| Wherever products are specified by proprietary name and the phrase or equivalent is not included, it is to be deemed included |  | noidn
| The Tenderer's attention is drawn to the "Works Requirements within Volume A" attached, from which this element has been prepared |  | noidn
| For detailed description of workmanship see Architect's & Engineer's Drawings / Specification |  | noidn
Information generally
| 1. The work measured hereunder refers to the fitted furniture requirements associated with the new extension. These works will largely be carried out adjacent to a live environment and so all necessary precautions should be taken to ensure the safety of the building occupants. The Contractor MUST include herein for all costs associated with such precautions. |  | noidn
| 2. The Contractor should note limitations on working hours identified in Preliminaries Section of this Pricing Document. |  | noidn
FITTINGS
FITTINGS, EQUIPMENT AND FURNITURE
Proposed storage unit to be constructed using powder coated steel frame with bracings at the sides securely fixed; colour tbc by architect prior to manufacture of storage unit; shelves to consist of 18mm OSB board shelves with surrounding powder coated steel frame; steel frame to be supported off storage unit frame; use of melamine faced chipboard will not be permitted in any circumstances; units to comply with BS 6222 and BS en 1153 & structural performance to BS 6222:part 2, Grade H; surface finishes performance to BS 6222:part 3 & worktop classification to BS 6222:part 3, type 2; formaldehyde levels to conform to type class e1 of product standard EN622-1; refer to Architects drawing T403.
Equipment
| ^^^^storage; 3660mm wide x 600mm deep x 2000mm high; 4nr shelves |  | nr
| ^^^^storage; 2650mm wide x 600mm deep x 2000mm high; 4nr shelves |  | nr
| ^^^^storage; 2560mm wide x 600mm deep x 2000mm high; 4nr shelves |  | nr
| ^^^^storage; 2260mm wide x 600mm deep x 2000mm high; 4nr shelves |  | nr
| ^^^^storage; 1240mm wide x 600mm deep x 2000mm high; 4nr shelves |  | nr
Proposed open storage unit frame to be constructed using 50mm FSC certified MDF with formaica facing to top, sides and 18mm SC certified MDF with formaica facing backing, colour tbc by architect prior to manufacture of storage unit; all frame fixings to be concealed throughout; shelves to consist of 18mm FSC certified MDF with formaica facing with consealed fixings; melamine faced chipboard will not be permitted in any circumstances; units to comply with BS 6222 and BS EN 1153 & structural performance to BS 6222:part 2, grade H; surface finishes performance to BS 6222:part 3 & worktop classification to BS 6222:part 3, type 2; formaldehyde levels to conform to type class E1 of product standard EN622-1; refer to Architects drawing T404.
Equipment
| ^^^^open storage; 3600mm wide x 400mm deep x1350mm high |  | nr
Proposed storage unit to be constructed using 18mm FSC certified MDF with formaica facing to top, sides and back, colour tbc by Architect prior to manufacture of storage unit; all frame fixings to be concealed throughout; 3no. shelves to consist of 18mm FSC certified MDF with formaica facing, supported off powder coated heavyduty steel adjustable shelving racks fixed to storage unit frame; 4 part sliding door system to consist of 18mm FSC certified MDF with formaica facing with with 6mm bulletin board material fixed to external face of all doors; proposed aluminium sliding rail system to include top and bottom aluminium rails; 4 no. recessed brushed stainless steel handles the use of melamine faced chipboard will not be permitted in any circumstances; units to comply with BS 6222 and BS EN 1153 & structural performance to BS 6222:part 2, grade H, surface finishes performance to BS 6222:part 3 & worktop classification to bs 6222:part 3; type 2; Formaldehyde levels to conform to type class E1 of product standard EN622-1; ; refer to Architects drawing T404.
Equipment
| ^^^^lockable base unit storage; 3600mm wide x 600mm deep x 850mm high |  | nr
Mainstream Classroom Craft Sink Unit; Worktop to Architects specificaton with sink hop formed within; Note: kitchen carcass to be approved specification by specialist supplier all dimension to be confirmed on site prior to manufacture & installation; melamine carcassing primed and painted to selected colour - to Architects approval; internal shelving to be on adjustable fittings at 150mm centres by Hafele or equal approved; Press doors to consist of formica faced doors on 18mm FSC certified MDF (colour to be approved); hinges & push catch with magnets for openings to be provided by Hafele or equvalant approved by aArchitect with 20mm formica laminate shelving & inside lining; 100mm timber batten to provide base support for kitchen cabinets and to provide for 100mm high aluminium kicker at ground floor level;; refer to Architects drawing T403.
Equipment
| ^^^^special purpose Classroom Craft Sink Unit; 3000mm wide x 630mm deep x 900mm high |  | nr
Extra over the above for
| ^^^^Sonas or equivalent Sandringham select sink pack, inset stainless steel 1.5 bowl and drainer complete with Sandringham dual control sink 1 taphole mixer, half inch basket strainer waste range or equal approved ncluding all plumbing, traps etc. Contractor to measure on site & confirm dimensions prior to ordering of materials |  | nr
Proposed storage unit to be constructed using 18mm FSC certified MDF with formaica facing to top, sides and back, colour tbc by Architect prior to manufacture of storage unit; all frame fixings to be concealed throughout; 3no. shelves to consist of 18mm FSC certified mdf with formaica facing, supported off powder coated heavyduty steel adjustable shelving racks fixed to storage unit frame; 4 part sliding door system to consist of 18mm FSC certified mdf with formaica facing with with 6mm bulletin board material fixed to external face of all doors; proposed aluminium sliding rail system to include top and bottom aluminium rails; 4 no. recessed brushed stainless steel handles the use of melamine faced chipboard will not be permitted in any circumstances. units to comply with BS 6222 and BS EN 1153 & structural performance to BS 6222:part 2, grade H; surface finishes performance to BS 6222:part 3 & worktop classification to bs 6222:part 3, type 2; formaldehyde levels to conform to type class E1 of product standard EN622-1; refer to Architects drawing T403.
Equipment
| ^^^^storage; 2750mm wide x 600mm deep x 2200mm high; 3nr shelves |  | nr
| ^^^^storage; 4100mm wide x 600mm deep x 2200mm high; 3nr shelves |  | nr
| ^^^^storage; 5230mm wide x 600mm deep x 2200mm high; 3nr shelves |  | nr
Contractor to supply & fit Mainstream Classroom with new IT Bench unit to Architects design drawings in accordance with Department of Education Design Guidelines; Contractor to allow for service connections and finishing around this upon completion of fitting; Refer to Architects drawings for location of Mainstream Classroom with IT Bench unit; Contractor to allow for ALL fitted joinery as shown in plan and elevation; Contractors responsibility to make good of any damage caused throughout proposed works to new joinery & fitted furniture at their own expense up until the point of handover; proposed counter shall be 30mm thick moisture resistant MDF worktop with decorative high pressure laminate, rounded edges providing circular-cut outs with PVC grommets cables; all Worktop edges to be provided with C-shaped frame; Worktop unit to be supported and held by 50x 50mm mild steel frame and finished with epoxy powder coated to selected RAL colour; unit to be provided with end caps and adjustable feet to allow for change in height; Colour to be agreed with architect prior to order; melamine faced chipboard will not be permitted in any circumstances; units to comply with BS 6222 and BS EN 1153 & structural performance to BS 6222:part 2, grade H. Surface finishes performance to BS 6222:part 3 & worktop classification to BS 6222:part 3, type 2; Formaldehyde levels to conform to Type Class E1 of product standard EN622-1; refer to Architects drawing T403.
Equipment
| ^^^^special purpose; IT Bench 2500 x 630mm deep |  | nr
Sluice sink units shall consist of 18mm FSC Certified MDF Woodfibre boards with all edges sealed with Rubio Clear Dry Oil PURE or equivalent - this must be applied to all edges; Sluice sink unit Carcass shelving to consist of White Melamine Birch Ply at 18mm thickness; all Carcasses are to be elevated from the floor level with a 150mm Base constructed beneath units to accommodate any services, faced with SWISSCDF or equivalent 19.4mm as per units; colour of which to be confirmed. doors to consist of 18mm Birch Plywood with high pressure POLYREY DURION CLASSIQUE HPL or equivalent facing with Birch Edges exposed sealed and finished with a suitable lacquer/ seal to prevent moisture damage and any other damage; Facings: All SWISSCDF or equivalent 19.4mm with all edges sealed with Rubio Clear Dry Oil PURE or equivalent; 170 x 35mm D handles 10mm diameter by Hafele or equivalent (Ref 117.40.640) brushed stainless steel; Heavy-duty stainless-steel hinges & Door soft closers to be included – BLUM or EQA; 38mm x 600mm Omega White Quartz Hi-gloss Ice white Laminate with rounded EDGE profile; Anti-fungal mastic joint between splashback and worktop; shelving 350mm depth, 2000mm height, refer to plan for length; Frame material: steel; no. of shelves: 5 tier, 12mm plywood shelves; shelving to be fixed to perimeter walls with mechanical fixings; refer to Architects drawing T403.
Equipment
| ^^^^storage; 2010mm wide x 600mm deep x 2200mm high |  | nr
Extra over for
| ^^^^^^High back cleaners sink to proposed sluice room; Stainless Steel Sink Packs with drainer section with suitable 1 x Single lever Mixer Tap as indicated at all sink stations/ locations on the Architects drawings; all sinks to include sealed plastic bottle traps; all sinks shall have a second Drinking water tap included. |  | nr
Coat rail 3000mm minimum length suitable for 30 no. coats, fixed 1000-1200mm above F.F.L in each mainstream class base in proposed rear extension; Refer to Architects floor plans for location in each classroom.
Furniture, furnishings, details stated
| ^^^^special purpose; coat rail 3.0m long |  | nr
Magnetic white boards, fixed 800-900mm above F.F.L, where an interactive board is being supplied (by others) the white board should be reduced to 1200 x 1200mm in each mainstream class base in proposed rear extension.
Furniture, furnishings, details stated
| ^^^^special purpose; 2400 x 1200mm magnetic white boards |  | nr
Notice board in each mainstream class base in proposed rear extension.
Furniture, furnishings, details stated
| ^^^^special purpose; 2400 x 1200mm notice board |  | nr
Blinds shall be manually operated heavy duty contract grade steel tube spring-less rollers, complete with side winder endless ball chain control units and child safety clips appropriately sized for each opening and shall be in compliance with Irish Standard ISEN 13120; Internal Blinds; contractor to allow for blackout blinds throughout and SEN spaces to include patterns (animals, balloons, cars & trucks etc.), design TBC and approved by architect prior to order/ manufacture confirmation; blind material shall be light coloured dense basket weave sunscreen material; blinds must perform such that they eliminate glare to the teaching walls and white/black boards, associated data projection screens and white interactive boards, reduce heat transfer to the room and still permit light transmission to the internal space; daylight transmission, solar absorption, openness factor and shading co-efficiency must all be taken into account when selecting the appropriate sun screen shade cloth for the teaching spaces; in order to achieve the above requirements and ensure the blinds are fit for purpose as outlined consideration should be given to; light transmission values in the 9% to 12% range; solar absorption in the 17% to 20% range; optimum shading coefficient; openness factor in the 3% to 5% range (All blinds on East and South facing Classroom windows to have a 3% openness factor, subject to mock up on site); both blinds to be light in colour and identical in colour; NOTE: these are guidance values and should not be taken as absolute selection criteria; each case must be accessed on its own circumstances; a full-size mock-up for a south facing teaching space with interactive white board and data projector operational must be conducted prior to final selection of the blind material; manufacture and installation of the blinds shall comply with the requirements of the Irish standards ISEN 13120 Internal blinds - performance including safety requirements; the blind material shall be in compliance with Clause 4: Blinds, TGD-030 and should meet the designation of flameproof when assessed in accordance with BS 3120: 1959. a test certificate as in Appendix C of; fire safety of furnishings and fittings in places of assembly; should be supplied for each item specified.
Furniture, furnishings, details stated
72A | ^^^^Blinds; 1200mm wide x 850mm high |  | nr
72A | ^^^^Blinds; 1200mm wide x 2900mm high; |  | nr
72A | ^^^^Blinds; 2845mm wide x 2935mm high |  | nr
Contractor to allow for the supply and fitting of all proposed appliances as indicated on architects’ drawings. Refer to Appendix documents for specification sheets on required appliances; Note: Appliances included may not be available at time of construction, contractor to provide data sheets of all appliances to architect to prior to order for approval.
Fitting
| ^^^^Full Height Integrated Whirlpool Fridge/ Freezer to have an A+ energy Rating |  | nr
| ^^^^Integrated Zanussi Dishwasher to have an A+ energy Rating |  | nr
| ^^^^integrated Zanussi Extract Hood to have an A+ energy Rating |  | nr
| ^^^^Countertop Hob to have an A+ energy Rating |  | nr
| ^^^^Integrated Ovens to have an A+ energy Rating |  | nr
| ^^^^Integrated Zanussi Microwaves to have an A+ energy Rating |  | nr
******SITE WORKS******
(10) PREPARED SITE
NOTES
| Wherever products are specified by proprietary name and the phrase “or equivalent” is not included, it is to be deemed included |  | noidn
| The Tenderer's attention is drawn to the "Works Requirements within Volume A" attached, from which this element has been prepared |  | noidn
| For detailed description of workmanship see Architect's & Engineer's Drawings / Specification |  | noidn
Information generally
| 1. The work measured hereunder refers to site preparatory works associated with the new extension, including works outside the boundary of the site. These works will largely be carried out adjacent to a live environment and so all necessary precautions should be taken to ensure the safety of the building occupants. The Contractor MUST include herein for all costs associated with such precautions. |  | noidn
| 2. It is imperative that all tendering Contractors carry out an extensive and detailed site visit to familiarise themselves with the conditions and restrictions that all elements of the demolition, alteration and new work will be carried out in accordance with; Contractor to include in his / her rates herein for the nature of the site. |  | noidn
| 3. Demolition work shall be carried out in accordance with B.S. 6187. |  | noidn
| 4. Protect the public and occupiers of adjoining properties by erection of temporary fences, warning lights, etc before commencing work. |  | noidn
| 5. Notify all service authorities and / or owners of adjoining property, not less than one week before commencing operations. |  | noidn
| 6. Locate and mark the position of services affected by the work; arrange with the appropriate authorities for the location and marking of the position of mains services. |  | noidn
| 7. Prior to demolitions measured hereunder any Specialist Contractor executing the works will have to be approved by the Architect / Engineer for the project (e.g. asbestos removal Subcontractors). |  | noidn
| 8. The Contractor must allow for all necessary segregation of demolition waste and disposal of same in suitably registered tips; including all necessary certificates, licences and permits; all in accordance with current Department of Environment regulations. |  | noidn
| 9. Removals and disposal shall be the full responsibility of the Contractor and shall be carried out in full compliance with The Waste Management Act 1996 and all Regulations thereunder; the European Communities (Protection of Workers) / (Exposure to Asbestos) Regulations, 1989 to 2000; the Safety, Health and Welfare at Work (Exposure to Asbestos) Regulations 2006 and in accordance with the requirements of the Local Authority. |  | noidn
| 10. The rates quoted hereunder for demolition or alteration of existing structural elements will be deemed to INCLUDE for all necessary propping and shoring of overhead or surrounding structures during the operation. |  | noidn
| 11. The Contractor should note limitations on working hours identified in the Preliminaries Section of the Pricing Document. |  | noidn
DEMOLITION AND ALTERATIONS
ALTERATIONS
Allowance for decommissioning of existing surface, foul and watermains and allowing for diversions during the works; removal of all existing pipework; including all excavating, disposal off site, grubbing up and filling with suitable imported fill material; all in accordance with the tender documentation that accompany this Pricing Document; refer to Engineers drawing M073-TCE-B1-00-DR-C-2002 for locations.
Removing
| ^^^^mechanical installations; surface water drainage diversion and removal |  | item
| ^^^^mechanical installations; foul water drainage diversion and removal |  | item
| ^^^^mechanical installations; watermain diversion and removal |  | item
Where resurfacing of existing tarmacadam is required the existing top layers of the tarmacadam is to be removed; refer to Architects drawings and specification.
Removing
| ^^^^finishes; existing tarmacadam; 140mm deep |  | m2
Contractor is to allow for the removal of existing bike stand & shelter to allow for the construction access; 15 number bike stands are to be relocated for the duration of the construction; including breaking out, disposal off site to a certified disposal facility, making good surrounds; all in accordance with Architect's Drawings and Specification
Removing
| ^^^^fittings; bike stand and shelter |  | m2
Contractor is to allow for the removal of existing entrance ramp into the car park to allow for the new proposed layout of the car park which is indicated on architects proposed site plan; including breaking out, disposal off site to a certified disposal facility, making good surrounds; all in accordance with Architect's Drawings and Specification
Removing
| ^^^^finishes; car park ramp |  | m2
EXCAVATION AND EARTHWORK
EXCAVATION
Contractor to fully remove tree including stump and roots to allow for proposed extension; including disposal.
Removing
| ^^^^girth exceeding 450mm not exceeding 1500mm; back fill will excavated top soil |  | nr
Excavation
Topsoil for preservation
| ^^^^average depth 200mm |  | m2
Reduce levels
47F | ^^^^not exceeding 2.00m deep (building) |  | m3
| ^^^^not exceeding 2.00m deep (paths) |  | m3
| ^^^^not exceeding 2.00m deep (road) |  | m3
| ^^^^not exceeding 2.00m deep (paving) |  | m3
Extra over for
| ^^^^^^breaking up existing; hard surfaces; concrete footpath and paved areas |  | m2
Disposal
| ^^^^surface water; keep the surface of the site free of surface water |  | item
| ^^^^ground water; keeping the excavations free of ground water |  | item
| ^^^^excavated material off site |  | m3
FILLING
Hardcore; clause 804 material certified pyrite free in accordance with Structural Engineer's Specification; depositing and compacting in layers 150mm thick
Filling; to make up levels
47C | ^^^^average thickness not exceeding 250mm thick; grading to falls; compacting in accordance with Engineer's specification |  | m3
(20) SITE STRUCTURES (SOFT PLAY AREA)
EXCAVATION AND EARTHWORK
EXCAVATION
Excavation
Topsoil for preservation
| ^^^^average depth 200mm |  | m2
Reduce levels
136C | ^^^^not exceeding 2.00m deep |  | m3
Disposal
136E | ^^^^surface water; keep the surface of the site free of surface water |  | Item
136F | ^^^^ground water; keeping the excavations free of ground water |  | Item
47A | ^^^^topsoil for preservation on site |  | m3
47A | ^^^^excavated material off site |  | m3
Hardcore formed to give a 1: 50 falls from the centre of the play area to the outside edges; 225mm min. sub-base layer compacted hardcore to clause 804; in accordance with Structural Engineer's Specification; depositing and compacting in layers 150mm thick
Filling; material stated
137A | ^^^^average thickness not exceeding 250mm thick; grading to falls; compacting in accordance with Engineer's specification |  | m3
400mm min. 6F2 capping layer; in accordance with Structural Engineer's Specification; depositing and compacting in layers 150mm thick
Filling; material stated
137A | ^^^^average thickness exceeding 250mm thick; grading to falls; compacting in accordance with Engineer's specification |  | m3
ROOFING, CLADDING AND WATERPROOFING
MASTIC ASPHALT AND WATERPROOF NON-METAL FLEXIBLE SHEET COVERINGS
Thrace 40/40 geogrid or equivalent under subbase layer; in accordance with Engineers Specification.
Geotextile membranes
137C | ^^^^horizontal; exceeding 300mm wide |  | m2
SURFACE WATER DRAINAGE
DRAINAGE BELOW GROUND
Aco channel strip along external perimeter of external play area as indicated in architects drawings connected to proposed drainage system drawings connected to proposed drainage system; including cast iron heavy duty ductile lockable grating; include for Grade C25 concrete bed and surround as required; all in accordance with the Engineer's drawings and specification
Sundries
130C | ^^^^channels |  | m
130C | ^^^^outlet connections |  | nr
130C | ^^^^sump units |  | nr
SURFACE PAVINGS, FENCING AND LANDSCAPING
IN-SITU SURFACE PAVINGS
Wearing course / layer is constructed from a 1-4mm EPDM (ethylene propylene diene monomer) rubber course 20mm; base layer or shock pad layer (30mm) is constructed from 2-6mm SBR (styrene butadiene rubber) rubber crumb, which is screeded to the appropriate depth and allowed to cure; level access is to be provided at all gate along the perimeter area; refer to Architects Specification 70.
Soft Play
137C | ^^^^20mm EPDM; 30mm shock pad layer |  | m2
FENCING
Paladin Anti Climb fencing to proposed external secure soft play area as indicated on architects proposed site & below specification; To BS1722-14 category 1; Irfen Paladin Mesh Fence System is a striped mesh using 6mm horizontal wire generally at 195mm centres reducing to 50mm centres on the v crimp; it has 4mm wires structured with 2 wires at 40mm centres and 4 wires at 24mm centres to give the striped effect; finished in Polyester Powder Coating to BS 6497; Posts: 60 x 60 x 2mm galvanised and subsequently electrostatically powder coated in a plant complying to EN 1722Part 16; Post Centres: Maximum 3030mm; Fixings: Irfen Steel Clips with 8mm Anti Vandal Bolts; erect posts plumb and level in 25n concrete bases minimum size 350 x 350 x 600mm or as recommended by supplier, set 100mm below ground level; submit manufacturers and installer certificates to BS 1722-14
Fencing
130C | ^^^^2400mm high |  | m
Extra over the above for
130C | ^^^^^^1200 x 2400mm high pedestrian single leaf gate to be included and connected on keypad; note the proposed external gate must have a fail-safe connection to the fire alarm system which will allow the gate to be manually opened upon activation of the fire alarm system. |  | nr
(20) SITE STRUCTURES (SENSORY GARDEN)
EXCAVATION AND EARTHWORK
EXCAVATION
Excavation
Topsoil for preservation
| ^^^^average depth 200mm |  | m2
Reduce levels
| ^^^^not exceeding 2.00m deep |  | m3
Disposal
46C | ^^^^surface water; keep the surface of the site free of surface water |  | Item
46D | ^^^^ground water; keeping the excavations free of ground water |  | Item
47A | ^^^^topsoil for preservation on site |  | m3
47A | ^^^^excavated material off site |  | m3
FILLING
Hardcore formed to give a 1: 50 falls from the centre of the play area to the outside edges; 225mm min. sub-base layer compacted hardcore to clause 804; in accordance with Structural Engineer's Specification; depositing and compacting in layers 150mm thick
Filling; material stated
47C | ^^^^average thickness not exceeding 250mm thick; grading to falls; compacting in accordance with Engineer's specification |  | m3
50mm compacted 6–10mm angular crushed gravel; form finished surface to minimum 1:40 crossfall; gravel colour and aggregate type to Architects approval; construct to manufacturer's recommendations and standard S127.
Filling; material stated
| ^^^^average thickness not exceeding 250mm thick; grading to falls; compacting in accordance with Engineer's specification |  | m3
Extra over for
| ^^^^feature stepping stones A |  | nr
| ^^^^feature stepping stones B |  | nr
CONCRETE WORK
PRECAST CONCRETE
Precast concrete kerbs to be 450x250x125 precast concrete kerb to I.S. 146 laid on 100mm concrete bed & haunch.
Kerbs
| ^^^^450 x 250 x 125mm precast kerb |  | m
ROOFING, CLADDING AND WATERPROOFING
MASTIC ASPHALT AND WATERPROOF NON-METAL FLEXIBLE SHEET COVERINGS
Non-woven geotextile membrane; in accordance with Engineers Specification.
Geotextile membranes
137C | ^^^^horizontal; exceeding 300mm wide |  | m2
SURFACE WATER DRAINAGE
DRAINAGE BELOW GROUND
Raindrain Aco channel strip or equivalent along external perimeter of external play area as indicated in architects drawings connected to proposed drainage system; iincluding cast iron heavy duty ductile lockable grating; include for Grade C25 concrete bed and surround as required; all in accordance with the Engineer's drawings and specification
Sundries
130C | ^^^^channels |  | m
130C | ^^^^outlet connections |  | nr
130C | ^^^^sump units |  | nr
SURFACE PAVING, FENCING AND LANDSCAPING
FENCING
Paladin Anti Climb fencing to proposed external secure soft play area as indicated on architects proposed site & below specification; To BS1722-14 category 1; Irfen Paladin Mesh Fence System is a striped mesh using 6mm horizontal wire generally at 195mm centres reducing to 50mm centres on the v crimp; it has 4mm wires structured with 2 wires at 40mm centres and 4 wires at 24mm centres to give the striped effect; finished in Polyester Powder Coating to BS 6497; Posts: 60 x 60 x 2mm galvanised and subsequently electrostatically powder coated in a plant complying to EN 1722Part 16; Post Centres: Maximum 3030mm; Fixings: Irfen Steel Clips with 8mm Anti Vandal Bolts; erect posts plumb and level in 25n concrete bases minimum size 350 x 350 x 600mm or as recommended by supplier, set 100mm below ground level; submit manufacturers and installer certificates to BS 1722-14
Fencing
130C | ^^^^Paladin fence; 2400mm high |  | m
Extra over the above for
130C | ^^^^^^1200 x 2400mm high pedestrian single leaf gate to be included and connected on keypad; note the proposed external gate must have a fail-safe connection to the fire alarm system which will allow the gate to be manually opened upon activation of the fire alarm system. |  | nr
GRASSING AND PLANTING
Topsoil, from preserved mounds; insure topsoil free from all inorganic materials and impurities; treated with weed killer
Filling; Topsoil
| ^^^^to make up levels |  | m3
Proposed sensory garden surface to be gently sloped at 1:50 gently as indicated on architects drawings
Shrubs
| ^^^^Lavandula angustifolia |  | m2
| ^^^^Mentha pulegium |  | m2
| ^^^^Melissa officinalis |  | m2
| ^^^^Thymus vulgaris |  | m2
| ^^^^Rosmarinus officinalis |  | m2
| ^^^^Pelargonium graveolens |  | m2
| ^^^^Tropaeolum majus |  | m2
| ^^^^Aloysia citrodora |  | m2
| ^^^^Cosmos atrosanguineus |  | m2
| ^^^^Thymus pseudolanuginosus |  | m2
Trees
| ^^^^Malus domestica, 12-14cm gth, BR, 1.8m ht clear stem |  | nr
| ^^^^Pyrus communis, 10-12cm gth, BR, 1.8m ht clear stem |  | nr
Edible plant mix to timber sleepers
| ^^^^Salvia officianalis, Sage, cg 2L, 4 per m2 |  | nr
| ^^^^Mentha spicata, Spearmint, cg 2L, 2 per m2 |  | nr
| ^^^^Allium schnoeprasum, Chives, cg 1L, 5 per m2 |  | nr
| ^^^^Fragaria x ananassa, Garden strawberry, cg 1L, 5 per m2 |  | nr
| ^^^^Oregano 'Golden', Marjoram, cg 1L, 3 per m2 |  | nr
| ^^^^Calendula officianalis, Pot marigold, cg 1L, 5 per m2 |  | nr
| ^^^^Rosmarinus officianalis, Rosemary, cg 5L |  | nr
| ^^^^Lavandula angustifolia, Lavender, cg 2L, 3 per m2 |  | nr
| ^^^^Thymus citriodorus, Lemon scented thyme, cg 2L, 3 per m2 |  | nr
FITTINGS
FITTINGS, EQUIPMENT AND FURNITURE
Vegetable garden, timber sleepers L2.5m x W1m x H0.6m and edible plant mix inside (planting measured above)
Furniture, furnishings, details stated
| ^^^^site; timber sleepers; 2500mm long x 1000mm wide x 600mm high |  | nr
(20) SITE STRUCTURES (CYCLE LANE)
EXCAVATION AND EARTHWORK
EXCAVATION
Excavation
Reduce levels
| ^^^^average depth 200mm |  | m3
Extra over for
| ^^^^^^breaking up existing; hard surfaces; concrete footpath |  | m2
Disposal
| ^^^^surface water; keep the surface of the site free of surface water |  | item
| ^^^^ground water; keeping the excavations free of ground water |  | item
| ^^^^excavated material off site |  | m3
FILLING
150mm thick granular sub-base material to Clause 804 of the NRA Specification for Roadworks which shall be spread and compacted to the required thickness; compaction shall be carried out in accordance with Clause 802 of the NRA Specification and in accordance with Table 8.1 of the Engineers specification
Filling; material stated
137A | ^^^^average thickness; exceeding 250mm |  | m3
CONCRETE WORK
PRECAST CONCRETE
Precast concrete kerbs to be 450x250x125 precast concrete kerb to I.S. 146 laid on 100mm concrete bed & haunch.
Kerbs
| ^^^^450 x 250 x 125mm precast kerb |  | m
ROOFING, CLADDING AND WATERPROOFING
MASTIC ASPHALT AND WATERPROOF NON-METAL FLEXIBLE SHEET COVERINGS
Thrace 40/40 geogrid or equivalent under subbase layer; in accordance with Engineers Specification.
Geotextile membranes
137C | ^^^^horizontal; exceeding 300mm wide |  | m2
SURFACE PAVINGS, FENCING AND LANDSCAPING
IN-SITU SURFACE PAVINGS
Two-course bituminous macadam surfacing shall be laid over the sub-base where specified; consisting of a macadam base course in accordance with BS 4987 rolled with a power roller to a consolidated thickness of 63mm; second course of bituminous macadam in accordance with BS 4987 is to be laid over and rolled with a power roller to a consolidated thickness of 25mm giving 88mm consolidated for the two layers; all in accordance with the Architects drawings and specifications
Cycle Lane
137C | ^^^^88mm deep bituminous macadam; base course 63mm; wearing course 25mm |  | m2
Thermoplastic road markings; to BS 3262; applied evenly at a rate of 400-500g/m; all in accordance with DOE Traffic Signals Manual
Line marking
| ^^^^100mm wide; continuous lines |  | m
Letters and figures
| ^^^^bike symbol; overall size 1200mm wide x 2500mm long |  | nr
| ^^^^directional arrow; 2.20m long |  | nr
(40) ROADS, PATHS AND PAVINGS
NOTES
| Wherever products are specified by proprietary name and the phrase “or equivalent” is not included, it is to be deemed included |  | noidn
| The Tenderer's attention is drawn to the "Works Requirements within Volume A" attached, from which this element has been prepared |  | noidn
| For detailed description of workmanship see Architect's & Engineer's Drawings / Specification |  | noidn
Information generally
| 1. The work measured hereunder refers to the concrete footpaths, car parking, associated with the car park extension. These works will largely be carried out within a live environment and so all necessary precautions should be taken to ensure the safety of the building occupants. The Contractor MUST include herein for all costs associated with such precautions. |  | noidn
| 2. The Contractor should note limitations on working hours identified in Preliminaries Section of this Pricing Document. |  | noidn
EXCAVATION AND EARTHWORK
FILLING
350mm 6F1/6F2 capping layer in accordance with Engineer's Specification; depositing and compacting in layers 150mm maximum thickness
Filling; material stated
| ^^^^average thickness; exceeding 250mm; concrete areas |  | m3
150 mm minimum compacted thickness of Type 1 granular sub-base to Clause 803 of the NRA Specification for Roadworks which shall be spread and compacted to the required thickness; compaction shall be carried out in accordance with Clause 802 of the NRA Specification and in accordance with Table 8.1 of the Engineers specification
Filling; material stated
| ^^^^average thickness; not exceeding 250mm; paved areas |  | m3
150mm thick granular sub-base material to Clause 804 of the NRA Specification for Roadworks which shall be spread and compacted to the required thickness; compaction shall be carried out in accordance with Clause 802 of the NRA Specification and in accordance with Table 8.1 of the Engineers specification
Filling; material stated
| ^^^^average thickness; not exceeding 250mm; bituminous areas |  | m3
| ^^^^average thickness; not exceeding 250mm; concrete areas |  | m3
Laying course; sand blinding to BS EN 13242; type 2 / 6.3 GC 80 / 20; all in accordance with the Engineers drawing and specifications
Surface Treatments
| ^^^^blinding filling with sand 50mm thick |  | m2
CONCRETE WORK
INSITU CONCRETE
Proposed Concrete footpaths to be provided in the locations indicated on architects site plan; provide reinforced In-situ concrete; grade C40N20; path edges to be bullnosed with float finish including working around AJ covers, manhole covers, gully traps etc.; refer to plan to see extent of new pathways; 100mm exposed aggregate in-situ concrete increasing to 150mm in areas with vehicular access
Paths
| ^^^^not exceeding 150mm thick; reinforced |  | m3
REINFORCEMENT
Reinforcement fabric mesh; B142 mesh; as per Architects specification
Fabric
| ^^^horizontal |  | m2
FORMWORK
Formwork; generally; finish as Architects specification
Edges of beds
| ^^^^not exceeding 250mm high |  | m
SUNDRIES
Designed joints; transverse contraction joints at 3000mm c/c's comprising of a double layer of roofing felt to IS 15; formed in concrete footpaths
Transverse contraction joints
| ^^^^depth not exceeding 150mm; |  | m
Surface finish to slabs to engineer's approval
Surface finishes
| ^^^^brushed; to falls and crossfalls |  | m
PRECAST CONCRETE
Precast concrete kerbs to be 450x250x125 precast concrete kerb to I.S. 146 laid on 100mm concrete bed & haunch.
Kerbs
| ^^^^450 x 250 x 125mm precast kerb |  | m
ROOFING, CLADDING AND WATERPROOFING
MASTIC ASPHALT AND WATERPROOF NON-METAL FLEXIBLE SHEET COVERINGS
Thrace 40/40 geogrid or equivalent under subbase layer; in accordance with Engineers Specification.
Geotextile membranes
137C | ^^^^horizontal; exceeding 300mm wide |  | m2
SURFACE PAVINGS, FENCING AND LANDSCAPING
IN-SITU SURFACE PAVINGS
Bituminous macadam in accordance with BS 4987 is to be laid over and rolled with a power roller to a consolidated thickness of 140mm consisting of 60mm stone mastic on 80mm of dense bitumen macadam to clause 811; final finished ground levels to be agreed with architect; all in accordance with the Architects drawings and specifications
Roads
137C | ^^^^140mm deep bituminous macadam to existing planed surfaces; base course 80mm; stone mastic 60mm |  | m2
Two-course bituminous macadam surfacing shall be laid over the sub-base where specified; consisting of a macadam base course in accordance with BS 4987 rolled with a power roller to a consolidated thickness of 63mm; second course of bituminous macadam in accordance with BS 4987 is to be laid over and rolled with a power roller to a consolidated thickness of 25mm giving 88mm consolidated for the two layers; all in accordance with the Architects drawings and specifications
Roads
137C | ^^^^88mm deep bituminous macadam; base course 63mm; wearing course 25mm |  | m2
Sundries
137C | ^^^^fair joint to existing finishes; jointing to existing macadam |  | m
Pedestrian crossings
137C | ^^^^Black and White stripes on road surface; road markings are to 100mm wide and the contractor is to submit proposed product to architect for approval; provide buff coloured module b type blister tactile paving either side of the pedestrian crossing point; 100mm ramp to be provided across the unguarded pedestrian crossing |  | nr
Thermoplastic road markings; to BS 3262; applied evenly at a rate of 400-500g/m; all in accordance with DOE Traffic Signals Manual
Line marking
| ^^^^100mm wide; continuous lines |  | m
| ^^^^hatching to set down area; yellow |  | m2
| ^^^^hatching to disabled parking; yellow |  | m2
| ^^^^hatching to ev parking; green |  | m2
Letters and figures
| ^^^^disabled parking bays symbol; overall size 1200mm wide x 2500mm long |  | nr
| ^^^^directional arrow; 3.20m long |  | nr
| ^^^^ramp triangles; 980mm long |  | nr
| ^^^^yeild triangles; 980mm long |  | nr
| ^^^^single digit numbers |  | nr
| ^^^^double digit numbers |  | nr
PRE-FORMED PAVING AND EDGING UNITS
Proposed Tactile paving shall consist of buff coloured Kilsaran Corduroy or equivalent tactile paving; footpath to grade to crossing point level at grade of 1:20; Kilsaran Corduroy or equivalent Tactile Paving; profiled finish comprising of rows of flat top rods on the surface; flat top rods are laid parallel to the edge of the hazard at a distance of 400mm away; Product Standard - BS EN 1339:2003, BS7997 BS:2003, DDCENTS15209:2008
Paving
| ^^^^50mm thick; tactile paving |  | m2
Kilsaran - Lismore Block Natural, size 240 x 160 x 60mm; reaction to fire class Class A1; to comply with EN 1338:2003; premium aggregate finish; typical tensile splitting strength of greater than 3.6 MPa and a failure load of greater than 250N/mm; Lismore Block paving have a 1.5mm approx. internal spacer nib which will give a resulting standard joint width of approx. 2mm when laid; joints should be filled with kiln dried sand; all in accordance with the Architects drawings and specifications
Pavings
| ^^^^60mm thick; to falls and crossfalls |  | m2
(50) SITE SERVICES (MAINLY PIPED AND DUCTED)
NOTES
| The Tenderer's attention is drawn to the "Works Requirements within Volume A" attached, from which this element has been prepared |  | noidn
| For detailed description of workmanship see Architect's & Engineer's Drawings / Specification |  | noidn
Information generally
| 1. The work measured hereunder refers to the surface and foul drainage systems associated with the new extension. These works will largely be carried out adjacent to a live environment and so all necessary precautions should be taken to ensure the safety of the building occupants. The Contractor MUST include herein for all costs associated with such precautions. |  | noidn
| 2. The Contractor should note limitations on working hours identified in Preliminaries Section of this Pricing Document. |  | noidn
DRAINAGE (SURFACE WATER)
BELOW GROUND
Excavating trenches to receive pipes; starting from existing ground level, filling over bed and surround with certified pyrite free clause 804 in accordance with Engineers specification, compacted in 150mm maximum layers; grading bottoms; earthwork support; disposing of surplus excavated material off site
Excavating trenches for; pipes not exceeding 250mm nominal diameter
140D | ^^^^average depth; 0.50 - 1.00m (connections) |  | m
140D | ^^^^average depth; 0.50 - 1.00m |  | m
140D | ^^^^average depth; 1.00 - 1.50m |  | m
140D | ^^^^average depth; 1.50 - 2.00m |  | m
140D | ^^^^average depth; 2.00 - 2.50m |  | m
Extra over excavating trenches irrespective of depth for
| ^^^^^^breaking up hard surfaces |  | m
| ^^^^^^next to existing buildings |  | item
| ^^^^^^next/alongside existing services |  | item
Disposal
141A | ^^^^ground water |  | item
141B | ^^^^surface water |  | item
Gravel bed and surround; free draining single size washed gravel chippings; nominal size 10-20mm;as per Engineer's specification
Beds and surrounds
141C | ^^^^600mm wide x 600mm thick; to 100mm pipe |  | m
141C | ^^^^700mm wide x 600mm thick; to 225mm pipe |  | m
Pipes; uPVC pipes; to comply with BS 4660 and BS 5482; flexible spigot and socket joints in the running length
Pipes
140D | ^^^^100mm nominal diameter |  | m
140D | ^^^^225mm nominal diameter |  | m
Extra over pipes on which they occur for
141E | ^^^^^^bends |  | nr
141E | ^^^^^^tees |  | nr
141E | ^^^^^^thrust blocks; size to suit requirements |  | nr
Concrete road gullies complete, precast concrete gully set complying with BS 5911; bedded and surrounded in 150mm thick Grade C20 concrete; cleaning eye stopper and galvanised chain, brick seating; lockable grating and frame to Group 4 (min. class D 400) to IS EN 124; including excavation, earthwork support, hardcore, backfilling, disposal of surplus spoil; as per Engineers specification
Pipe accessories
| ^^^^450mm diameter x 850mm deep complete with heavy duty lockable ductile iron grating and frame; include for all ends required to connect gully to 150mm pipework; set in position |  | nr
Armstrong junctions; "Wavin" or equivalent; galvanised cast iron cover and frame; 300 x 300mm square top, set and surrounded in Grade C20 concrete; jointing to uPVC pipework; including excavation, disposal etc.
uPVC accessories
141G | ^^^^1 nr 150mm inlet; 1 nr 150mm outlet; depth 0.50 - 1.00m |  | nr
Manholes complete; all in accordance with Engineers specification; precast concrete chamber to B.S. 5911-3, reinforcement to B.S. 4449 and B.S. 4482; min 150mm thick grade 35N20 concrete surround walls; 500mm deep insitu concrete base on 75mm thick blinding; precast concrete cover slab; forming 675 x 675mm ope in slab; rendered C20 concrete benching finished with 2:1 sand cement mortar; single or double oblique curved channels; galvanised step irons to B.S. 729 at 300mm centres vertically, 1st step 665m from cover ; heavy duty lockable grade A ductile iron manhole cover and frame bedded in cement mortar bed with one to three courses of brickwork to I.S. 261; lifting keys; safety chain; forming all necessary pipe entry openings in walls; forming curved channels as required; rocker pipe connections; include for all excavation and earthwork support, working space, disposal of excavated material off site; all as Engineers Drawings and Specification
Manholes
141G | ^^^^internal size 1200mm diameter; 500mm - 1000mm deep; including all channels required; associated branch connections |  | nr
141G | ^^^^internal size 1200mm diameter; 1000mm - 1500mm deep; including all channels required; associated branch connections |  | nr
141G | ^^^^internal size 1200mm diameter; 2000mm - 2500mm deep; including all channels required; associated branch connections |  | nr
Extra over the above for
| ^^^^^^silt trap chamber with 200mm deep sump below invert level |  | nr
Connecting to existing live surface water manhole; include for breaking into existing manhole and forming new inlet pipe; provide for all necessary bypass pumping as required; apply for and pay for associated connection fees; include for all connections and fittings required; all to the satisfaction of the Engineer and Local Authority
Connections
| 1000mm - 1500mm deep; including making good and backfilling |  | nr
| 1500mm - 2000mm deep; including making good and backfilling |  | nr
Rainwater planter; 8x1m rainwater planter; 1.15m deep for two storey extension roof rainwater; 100mm diameter perforated pipe along base and overflow pipe at either end; drainage pipe below planter to be covered in concrete ; include for all excavation and earthwork support, excavation below water table level, concrete and formwork, working space, disposal of excavated material off site, pipe work and backfilling with drainage, transition and vegetation layers etc; refer to drawing M073-TCE-B1-ZZ-DR-S-2003 for details.
Rainwater Planter
142A | ^^^^8000 x1000mm rainwater planter; 1150mm deep |  | nr
Testing and commissioning
145B | ^^^^provide for cleaning of all existing manholes and existing sewers on site so that new sewers connecting will flow correctly to the satisfaction of the Engineer |  | item
| ^^^^provide for CCTV survey before commencement of surface water drainage works |  | item
| ^^^^provide for CCTV survey of surface water drainage upon completion |  | item
DRAINAGE (FOUL WATER)
DRAINAGE BELOW GROUND
Excavating trenches to receive pipes; starting from existing ground level filling over bed and surround with pyrite free clause 804 in accordance with Engineers specification, compacted in 150mm maximum layers; grading bottoms; earthwork support; disposing of surplus excavated material off site
Excavating trenches; pipes not exceeding 250mm nominal diameter
142C | ^^^^average depth; 0.50 - 1.00m (connections) |  | m
142D | ^^^^average depth; 1.00 - 1.50m |  | m
142D | ^^^^average depth; 2.00 - 2.50m |  | m
Disposal
142E | ^^^^ground water |  | item
142F | ^^^^surface water |  | item
Extra over excavating trenches irrespective of depth for
| ^^^^^^breaking up hard surfaces |  | m
| ^^^^^^next to existing buildings |  | item
| ^^^^^^next/alongside existing services |  | item
Gravel bed and surround; free draining single size washed gravel chippings; nominal size 10-20mm;as per Engineer's specification
Beds and surrounds
142G | ^^^^450mm wide x 450mm thick; to 100mm pipe |  | m
142G | ^^^^450mm wide x 450mm thick; to 225mm pipe |  | m
Pipes; uPVC pipes; to comply with BS 4660 and BS 5482; flexible spigot and socket joints in the running length
Pipes
140D | ^^^^100mm nominal diameter |  | m
140D | ^^^^225mm nominal diameter |  | m
Extra over pipes on which they occur for;
141E | ^^^^^^bends |  | nr
141E | ^^^^^^thrust blocks; size to suit requirements |  | nr
141E | ^^^^^^popups |  | nr
Armstrong junctions; "Wavin" or equivalent; cast iron heavy duty double sealed cover and frame; 225 x 225mm, set and surrounded in Grade 20 concrete; jointing to uP.V.C. pipework; including excavation, disposal etc.
uPVC accessories
143C | ^^^^1 nr 150mm inlet; 1 nr 150mm outlet; depth 0.50 - 1.00m |  | nr
Manholes complete; all in accordance with Engineers specification; precast concrete chamber to B.S. 5911-3, reinforcement to B.S. 4449 and B.S. 4482; min 150mm thick grade 35N20 concrete surround walls; 500mm deep insitu concrete base on 75mm thick blinding; precast concrete cover slab; forming 675 x 675mm ope in slab; rendered C20 concrete benching finished with 2:1 sand cement mortar; single or double oblique curved channels; galvanised step irons to B.S. 729 at 300mm centres vertically, 1st step 665m from cover ; heavy duty lockable grade A ductile iron manhole cover and frame bedded in cement mortar bed with one to three courses of brickwork to I.S. 261; lifting keys; safety chain; forming all necessary pipe entry openings in walls; forming curved channels as required; rocker pipe connections; include for all excavation and earthwork support, working space, disposal of excavated material off site; all as Engineers Drawings and Specification
Manholes
| ^^^^internal size 1200mm diameter; 1000mm - 1500mm deep; including all channels required; associated branch connections |  | each
Connecting to existing live foul water manhole; include for breaking into existing manhole and forming new inlet pipe; provide for all necessary bypass pumping as required; apply for and pay for associated connection fees; include for all connections and fittings required; all to the satisfaction of the Engineer and Local Authority
Connections
145A | 1000mm - 1500mm deep; including making good and backfilling |  | nr
145A | 2000mm - 2500mm deep; including making good and backfilling |  | nr
Testing and commissioning
145B | ^^^^provide for cleaning of all existing manholes and existing sewers on site so that new sewers connecting will flow correctly to the satisfaction of the Engineer |  | item
| ^^^^provide for CCTV survey before commencement of foul water drainage works |  | item
| ^^^^provide for CCTV survey of foul water drainage upon completion |  | item
BUILDERS WORK IN CONNECTION WITH MECHANICAL AND ELECTRICAL INSTALLATIONS AND MOVEMENT SYSTEMS
WATERMAINS
Excavating trenches to receive pipes; starting from existing ground level filling over bed and surround with pyrite free clause 804 in accordance with Engineers specification, compacted in 150mm maximum layers; grading bottoms; earthwork support; disposing of surplus excavated material off site
Excavating trenches; pipes not exceeding 250mm nominal diameter
142D | ^^^^average depth; 1.00 - 1.50m |  | m
Disposal
142E | ^^^^ground water |  | item
142F | ^^^^surface water |  | item
Extra over excavating trenches irrespective of depth for
| ^^^^^^breaking up hard surfaces |  | m
| ^^^^^^next to existing buildings |  | item
| ^^^^^^next/alongside existing services |  | item
Gravel bed and surround; free draining single size washed gravel chippings; nominal size 10-20mm;as per Engineer's specification
Beds and surrounds
142G | ^^^^600mm wide x 600mm thick; 150mm diameter pipe |  | m
HDPE pipes and fittings to be in accordance with IS EN 12201:2011; all in accordance with Engineer's Drawings and Specification; all works to Uisce Eireann Standard details.
Pipes
| ^^^^150mm diameter HDPE WM; laid in position |  | m
Cast iron pipework fittings and ancillaries to BS 3506; including joint rings, nuts and all ancillary connectors/adaptors required to connect to ring main all to Engineers specification complete; Engineer's Drawings reference T001
Hydrant screw down type to B.S. 750, Type 2; detachable hydrant head to be bayonet lug type
| ^^^^100mm diameter |  | each
Sluice valve; square top spindle and anti-clockwise closing; to B.S. 5163: 1986
| ^^^^100mm diameter |  | each
Hydrant Chambers; minimum 100mm thick concrete Grade 20/40 bed; Grade A heavy duty ductile iron cover and frame to I.S. 261 1984, bedding in cement mortar (1:3) 20N40 concrete haunching surrounding lid; detatchable hydrant head to be bayonet lug type; 200mm thick solid concrete blockwork or brickwork walls; including all excavations, grading bottoms, earthwork support, formwork, openings for pipes; disposal of surplus material off site
Fire Hydrant Chambers
| ^^^^hydrant chambers; internal size 450mm x 300mm |  | each
Sluice Valve Chambers; 150mm thick concrete Grade 25 bed; Cast iron surface box to IS:261 medium grade type M placed in footpath bedding in concrete grade C25; 225mm thick concrete block walls; 450 x 450mm internal dimensions; all in accordance with Engineers details; including all excavations, grading bottoms, earthwork support, formwork, openings for pipes; disposal of surplus material off site
Valve, Hydrant and Air Meter Chambers
| ^^^^sluice valve chambers; internal size 450 x 450 x 1100mm deep |  | each
Excavate and locate the invert level of the existing public watermain to allow the connection to the new diverted route watermain.
Connecting new 100mmmm diameter uPVC watermain pipe into existing watermain line; include for temporary blocking of other pipes entries and any bypass pumping if required; make good and reinstating all existing road surfaces/paths connections upon completion
| ^^^^not exceeding 1.0m deep |  | each
(60) SITE SERVICES (MAINLY ELECTRICAL)
NOTES
| Wherever products are specified by proprietary name and the phrase or equivalent is not included, it is to be deemed included |  | noidn
| For detailed description of workmanship see Service Engineer's Drawings / Specification |  | noidn
Site Services Builders Works Attendances
| 1. All opes to be made good, fire stopped as per building regulations and painted to match new colour proposed for that area. |  | noidn
| 2. The Main Contractor to allow in programme for all builders work associated with the electrical installation. |  | noidn
| 3. The Electrical Contractor shall provide all ladders, towers, etc to accommodate high level services installation. |  | noidn
| 4. The Main Contractor to allow for all fire stopping of all opes associated with electrical installation in compartment walls and floors. |  | noidn
| 5. The Main Contractor to allow for all roof opes to accommodate electrical services. |  | noidn
| 6. All roof opes shall be complete with minimum roof level to allow for weather purling box details complete with timber frame around opes for fixing and weathering collars. |  | noidn
| 7. The Main Contractor to allow for timber grounds for various M&E equipment. |  | noidn
Information generally
| 1. It is brought to the Contractors attention that the proposed alterations to the existing building are SEN's and as such particular attention should be paid to the requirement for concealed pipework and recessed radiators together with any other requirements for an SEN Unit as detailed in the Mechanical & Electrical Engineer's Drawings / Specifications and as demanded by the requirements of a typical SEN unit. |  | noidn
| 2. The work measured hereunder refers to the fitted furniture requirements associated with the new extension. These works will largely be carried out adjacent to a live environment and so all necessary precautions should be taken to ensure the safety of the building occupants. The Contractor MUST include herein for all costs associated with such precautions. |  | noidn
| 3. The Contractor should note limitations on working hours identified in Preliminaries Section of this Pricing Document. |  | noidn
EXTERNAL SITE LIGHTING
GENERALLY
Connecting to existing live Mains; include for breaking into existing; include for all excavation and earthwork support, working space, disposal of excavated material off site; include for all connections and fittings required; all to the satisfaction of the Engineer and Local Authority; all in accordance with Service Engineers Drawings and Specification
Mains Supply
235C | ^^^^connections to mains; existing mains |  | Item
SUNDRIES & BUILDERS WORK
Excavating trenches to receive service ducts for sub-mains cable for future power to external areas; filling in over bed and surround with clause 804 granular filling in accordance with Engineers specification, compacted in 150mm maximum layers; grading bottoms; refer to Service Engineer's Drawing 21-093 (ME001) - T1 Site Services; all in accordance with Engineer's Drawings and Specification
Service trenches
| ^^^^excavating for service trenches; ducts not exceeding 250mm dia.; service trench to receive 1 no. 100mm dia. ducts; average depth 1000-1500mm deep |  | m
Extra over the above for
| ^^^^breaking up existing hard surfaces; existing tarmacadam / concrete / paths / kerbs; including subbases, kerbs and all other surface features; reinstate to match existing upon completion of the works |  | m
| ^^^^next to existing buildings |  | item
Disposal of ground water and surface water following excavations; all in accordance with Engineers Drawings and Specification
Disposal
| ^^^^ground water |  | Item
| ^^^^surface water |  | Item
Sand beds and surrounds; compacting in accordance with specification; all as specified and detailed on Services Engineer's Drawings and Specification
Beds and Surrounds
| ^^^^300 x 300mm; 110mm dia. red duct |  | m
PVC Cable ducts; High impact resistant red underground PVC ducting; minimum degree of resistance shall be 750N load for 5% deflection in accordance with IS EN 50086-2-4, for new mains distribution cabling (LV); draw cords shall be provided to all ducts and shall be 8mm 3 strand polypropylene rope; ducts to be sealed at all ends to prevent ingress of vermin and water; ducts shall not be less than 650mm deep to crown; marker tape 150mm above duct; refer to Service Engineer's Drawing 21-093 (ME001) - T1 Site Services; all in accordance with Engineer's Drawings and Specification
Cable ducts
| ^^^^uPVC; 110mm dia. red duct |  | m
| ^^^^uPVC; 100mm nominal diameter; vertical |  | m
Provide suitable Concrete Service Chambers; complete; including all associated earthworks, refer to Service Engineer's Drawing 21-093 (ME001) - T1 Site Services; all in accordance with Engineer's Drawings and Specification
Chambers
| ^^^^inspection chamber; refer to Detail B on Service Engineer's Drawing 21-093 (ME001) - T1 |  | nr
Lamp standard bases complete; excavation not exceeding 1000mm deep; grading bottoms; earthwork support; disposal of surplus excavated by removal off site; in-situ concrete base including formwork etc.; including alignment with wedges to Engineer's approval; all in accordance with Engineers Drawings and Specifications
Bases
6/8A | ^^^^like tems; Lighting Bases |  | nr
ELECTRICAL INSTALLATION
Public Lighting Fittings; Thorn UK or equally approved; Isaro Pro Small 12LED 500mA WR Optic, LED 3000k CRI 70 lamps; refer to Service Engineer's Drawing 21-093 ME(S001) - T1 Site Services; all in accordance with Engineer's Drawings and Specification
Fittings
6/5C | ^^^^light fittings; Isaro Pro Small 12LED 500mA WR Optic |  | nr
Standard Post-Top Lighting Column complete; installed in accordance with manufacturers recommendations; including all required fittings and fixings; refer to Service Engineer's Drawing 21-093 (ME001) - T1 Site Services; all in accordance with Engineer's Drawings and Specification
Fittings
6/6A | ^^^^like items; 6m pole |  | nr
TESTING AND COMMISSIONING
Identification
0M | identification plates, labels and the like; as Engineer's specification |  | item
Testing
0E | testing and commissioning as detailed in Engineer's specification |  | item
Commissioning and system validation
0K | commissioning as detailed in Engineer's specification |  | item
0K | warranty requirements as detailed in Engineer's specification |  | item
Operation and maintenance manuals
0F | operating and maintenance manuals; manuals shall be available as specified in the Electrical Specification |  | item
Drawing preparation
0G | working drawings |  | item
0H | co-ordination drawings |  | item
0J | as-built drawings |  | item
General Builder's Work
0L | marking out and supervision of all Builder's Work |  | item
0N | fire stopping; the Contractor shall identify openings where fire stopping is required, to complete building in around containment trays and conduits, which fire stopping shall be certified by specialists |  | item
EV CHARGERS
GENERALLY
Connecting to existing live Mains; include for breaking into existing; include for all excavation and earthwork support, working space, disposal of excavated material off site; include for all connections and fittings required; all to the satisfaction of the Engineer and Local Authority; all in accordance with Service Engineers Drawings and Specification
Mains Supply
235C | ^^^^connections to mains; existing mains |  | Item
SUNDRIES & BUILDERS WORK
Excavating trenches to receive service ducts for sub-mains cable for future power to external areas; filling in over bed and surround with clause 804 granular filling in accordance with Engineers specification, compacted in 150mm maximum layers; grading bottoms; refer to Service Engineer's Drawing 21-093 (ME001) - T1 Site Services; all in accordance with Engineer's Drawings and Specification
Service trenches
| ^^^^excavating for service trenches; ducts not exceeding 250mm dia.; service trench to receive 1 no. 100mm dia. ducts; average depth 1000-1500mm deep |  | m
| ^^^^excavating for service trenches; ducts not exceeding 250mm dia.; service trench to receive 2 no. 150mm dia. ducts; average depth 1000-1500mm deep (future) |  | m
Extra over the above for
| ^^^^breaking up existing hard surfaces; existing tarmacadam / concrete / paths / kerbs; including subbases, kerbs and all other surface features; reinstate to match existing upon completion of the works |  | m
| ^^^^next to existing buildings |  | item
Disposal of ground water and surface water following excavations; all in accordance with Engineers Drawings and Specification
Dispoal
| ^^^^ground water |  | Item
| ^^^^surface water |  | Item
Sand beds and surrounds; compacting in accordance with specification; all as specified and detailed on Services Engineer's Drawings and Specification
Beds and Surrounds
| ^^^^300 x 300mm; 100mm dia. duct |  | m
| ^^^^300 x 300mm; 150mm dia. duct |  | m
PVC Cable ducts; High impact resistant red underground PVC ducting; minimum degree of resistance shall be 750N load for 5% deflection in accordance with IS EN 50086-2-4, for new mains distribution cabling (LV); draw cords shall be provided to all ducts and shall be 8mm 3 strand polypropylene rope; ducts to be sealed at all ends to prevent ingress of vermin and water; ducts shall not be less than 650mm deep to crown; marker tape 150mm above duct; refer to Service Engineer's Drawing 21-093 (ME001) - T1 Site Services; all in accordance with Engineer's Drawings and Specification
Cable ducts
| ^^^^uPVC; 100mm nominal diameter; marking tape |  | m
| ^^^^uPVC; 150mm nominal diameter; marking tape |  | m
| ^^^^uPVC; 100mm nominal diameter; vertical |  | m
Provide suitable Concrete Service Chambers; complete; including all associated earthworks, refer to Service Engineer's Drawing 19-052 ME(S001) - T1 Site Services; all in accordance with Engineer's Drawings and Specification
Chambers
| ^^^^inspection chamber; refer to Detail B on Service Engineer's Drawing 19-052 ME(S001) - T1 |  | nr
Provide suitable Mini Pillar and base to mount EV Charger; complete; including all associated earthworks, refer to Service Engineer's Drawing 21-093 (ME001) - T1 Site Services; all in accordance with Engineer's Drawings and Specification
Mini Pillar for EV Charger
| ^^^^mini pillar; refer to details on Service Engineer's Drawing 21-093 (ME001) - T1 |  | nr
ELECTRICAL INSTALLATION
Mains and sub-mains cables
0F | mains cabling |  | item
0G | sub mains cabling |  | item
Final circuits; supply and installation of EV Charger cabling as required all as per Engineer's drawings and the Electrical Specification
0H | circuits / cabling to EV Chargers |  | item
TESTING AND COMMISSIONING
Identification
0M | identification plates, labels and the like; as Engineer's specification |  | item
Testing
0E | testing and commissioning as detailed in Engineer's specification |  | item
Commissioning and system validation
0K | commissioning as detailed in Engineer's specification |  | item
0K | warranty requirements as detailed in Engineer's specification |  | item
Operation and maintenance manuals
0F | operating and maintenance manuals; manuals shall be available as specified in the Electrical Specification |  | item
Drawing preparation
0G | working drawings |  | item
0H | co-ordination drawings |  | item
0J | as-built drawings |  | item
General Builder's Work
0L | marking out and supervision of all Builder's Work |  | item
0N | fire stopping; the Contractor shall identify openings where fire stopping is required, to complete building in around containment trays and conduits, which fire stopping shall be certified by specialists |  | item
(70) SITE FITTINGS
NOTES
| Wherever products are specified by proprietary name and the phrase or equivalent is not included, it is to be deemed included |  | noidn
| The Tenderer's attention is drawn to the "Works Requirements within Volume A" attached, from which this element has been prepared |  | noidn
| For detailed description of workmanship see Architect's & Engineer's Drawings / Specification |  | noidn
Information generally
| 1. The work measured hereunder refers to site fittings. Installation of these works will largely be carried out within a live environment and so all necessary precautions should be taken to ensure the safety of the building occupants. The Contractor MUST include herein for all costs associated with such precautions. |  | noidn
| 2. The Contractor should note limitations on working hours identified in Preliminaries Section of this Pricing Document. |  | noidn
FITTINGS
FITTINGS, EQUIPMENT AND FURNITURE
Contractor shall provide and install Larkin or equivalent Y-Shelters as location indicated in architects drawings to Engineers design and specification in conjunction with the Granted Planning Requirements; hot dipped galvanised with a 2-pack polyurethane coating (RAL TBC) frame; uprights shall consist of 100x100x5mm mild steel; purlin supports shall consist of 80x40x3mm mild steel purlin; roof purlins shall consist of 50x50x3mm mild steel roof purlins; frame shall include submergible fixing to foundation, refer to DRA engineers package for full details on required foundations; proposed roof shall consist of a corrugated sheeting (RAL TBC); each shelter shall include a powder coated aluminium rainwater gutter system, central gutter and downpipes together with all associated connections and fitting; refer to Architects specification 80.
Fittings
| ^^^^special purpose, details stated; bike shelter; 9000 x 3100 x 2690mm high |  | nr
Wheel stops are to be provided to car park spaces 21- 26 as indicated on Architects sheet T004; XPT or equivalent wheel stops to be provided; 100% recycled rubber material; Black with Yellow markings; fixed with 4no. universal M10 x 110mm coach screws with 16 x 90mm rawlplug; all as per Architects drawings and specifications.
Fittings
| ^^^^special purpose, details stated; wheel stops; 1840mm x 105mm x 150mm high |  | nr
Outdoor hooded bin Harry or equivalent; black in colour;external bins to be provided to replace the existing bins removed as part of the construction phase ; all as per Architects drawings and specifications.
Fittings
| ^^^^special purpose, details stated; external bins; 515mm diameterx 1020mm high; volume 100 litre |  | nr
Sheffield Bike Stand to be hot-dip galvanised and bolted down to surface; proposed Bike stands to be 800mm height X 650mm wide X 750mm c/c apart; refer to Pittman Traffic & Safety Equipment detail and specification for Proposed bicycle parking, canopies and associated works; proposed bike stands are to be placed 1000mm between each other and the lanes between the rows of the bike lanes are to 2500mm wide; refer to Architects specification 78.
Fittings
| ^^^^special purpose, details stated; Sheffield bike stands; 800mm height X 650mm wide X 750mm c/c apart |  | nr
Secure cycle parking places shall be provided in a safe and secure area; location can be seen on sheet T002; EcoPark Series bike lockers are to be provided by the contractor; Sapphire Blue, Ral 5003 locker; Door Lock: T-Handle, Keypad; 1 front swing direction indicated on architects parking plan; Manufactured to ISO 9000 or ISO 14000 requirements.
Fittings
| ^^^^special purpose, details stated; secure bike parking; 1280mm height x 1000mm wide X 2000mm deep |  | nr
OMOS bench L2m x W0.615m x H0.45m; to be provided bicycle parking area; refer to Austin Associates Landscape Plan.
Fittings
| ^^^^special purpose, details stated; bench 2000mm x 615mm x 450mm high |  | nr
Proposed guard rails beside main entrance door; in accordance with TGD M Guard rails are required either side of a door that opens out into a pedestrian walkway; refer to Architects DAC drawings and document; Guard rails are to be Stainless Steel and colour of guard rail is to be confirmed with the architect before ordering; refer to Architects specification 81.
Fittings
| ^^^^special purpose, details stated; guard rails; 1000mm x 1000mm high |  | nr
Signage to be included at the back of each of the accessible car parking spaces; aluminium composite sign; sign is to be centrally located at the back of the car parking; bottom of the sign is to be 1000mm from the ground floor level; refer to Architects specification 64 for details.
Fittings
| ^^^^signage; 400 x 600mm |  | nr
Signage to be included at the back of each of the EV car parking spaces; aluminium composite sign; sign is to be centrally located at the back of the car parking; Post-mounted signs should be at least 300mm wide x 400mm high and positioned 1500 to 2500mm to the centreline from ground level; refer to Architects specification 64 for details.
Fittings
| ^^^^signage; 300 x 400mm |  | nr
Contractor shall provide 1 No. Set Down area sign mounted to a 76mm diameter Galvanized Steel Sign Post; Proposed Post-mounted signs should be at least 450mm wide x 450mm high and positioned 1500 to 2500mm to the centreline from ground level; material for external signage shall be tough, durable, non-brittle, non-corrosive, vandal resistant, cast aluminium alloy, complying with LM4 (EN 1706 AC-45200) - Aluminium Casting Alloy cast; the frame shall be made up to 3mm gauge; refer to Architects specification 66 for details.
Fittings
| ^^^^signage; 300 x 400mm |  | nr
(80) LANDSCAPING, PLAY AREAS
NOTES
| Wherever products are specified by proprietary name and the phrase or equivalent is not included, it is to be deemed included |  | noidn
| The Tenderer's attention is drawn to the "Works Requirements within Volume A" attached, from which this element has been prepared |  | noidn
| For detailed description of workmanship see Architect's & Engineer's Drawings / Specification |  | noidn
Information generally
| 1. The work measured hereunder refers to the landscaping and associated works. These works will largely be carried out within a live environment and so all necessary precautions should be taken to ensure the safety of the building occupants. The Contractor MUST include herein for all costs associated with such precautions. |  | noidn
| 2. The Contractor should note limitations on working hours identified in Preliminaries Section of this Pricing Document. |  | noidn
SURFACE PAVING, FENCING AND LANDSCAPING
GRASSING AND PLANTING
Imported topsoil, multi purpose grade to BS:3883; free from all inorganic materials and impurities; treated with weed killer
Topsoil
| ^^^^imported; 300mm thick |  | m3
Cultivation to architects approval; break up any compacted topsoil to full depth; reduce top 100mm of all topsoil to a tilth suitable for blade grading (10 mm down particles); remove undesirable material brought to the surface including stones and clay balls, roots, tufts of grass and foreign matter
Preparation
| ^^^^rotivating ground prior to seeding |  | m2
Fertiliser to be applied three to five days before seeding/turfing and before final cultivation; the following fertilisers are to be applied; each at 50g/sq m, in transverse directions: Superphosphate with a minimum of 18% water soluble phosphoric acid; A sulphate of ammonia with a minimum of 20% nitrogen
Surface applications
| ^^^^to all grass areas |  | m2
Grass seed to all areas to be general purpose hardwearing grass seed to Architects approval; sow seed only after consultation with the Architect; spread seed evenly at the specified rate(s) applied in two equal sowings in transverse directions; lightly harrow or rake; light soils roll and cross roll after seeding using a lightweight roller
Seeding
| ^^^^amenity grass |  | m2
Traditional Irish Native Wildflower Mix from Connecting to nature or similar approved 2g per m2; refer to planting plan 089024_LP_01
Plants
| ^^^^Irish Native Wildflower Mix |  | m2
Pollinator Garden beds to entrance paved area.
Shrubs
| ^^^^Lavandula angustifolia |  | nr
| ^^^^Digitalis purpurea |  | nr
| ^^^^Astrantia major |  | nr
| ^^^^Echium vulgare |  | nr
| ^^^^Rosmarinus officinalis |  | nr
| ^^^^Tropaeolum majus |  | nr
| ^^^^Salvia nemorosa |  | nr
| ^^^^Nepeta × faassenii |  | nr
| ^^^^Origanum ‘Rosenkuppel’ |  | nr
| ^^^^Calamintha nepeta |  | nr
Secimen Shrub Planting bed; Planting position as per symbols on a plan
Shrubs
| ^^^^Euonymus fortunei, cg 5L |  | nr
| ^^^^Rosa rugosa, cg 5L |  | nr
| ^^^^Ribes sanguineum, cg 5L |  | nr
| ^^^^Hamamelis mollis, cg 5L |  | nr
| ^^^^Trachelospermum jasminoides, cg 6L (Climbers) |  | nr
Native hedge; single row, 4 per lin metre.
Hedges
| ^^^^Crataegus monogyna, br1+1 60-90cm |  | nr
| ^^^^Corylus avellana, br1+1 60-90cm |  | nr
| ^^^^Euonymus europaeus, br1+1 60-90cm |  | nr
| ^^^^Ilex aquifolium, cg 2L |  | nr
| ^^^^Prunus spinosa, br 1+1 60-90cm |  | nr
| ^^^^Rosa canina, br 1+1 60-90cm |  | nr
| ^^^^Salix caprea, br 1+1 60-90cm |  | nr
| ^^^^Sambucus nigra, br 1+1 60-90cm |  | nr
| ^^^^Viburnum opulus, br 1+1 60-90cm |  | nr
| ^^^^Cornus sanguinea, br 1+1 60-90cm |  | nr
Hedge; Mix 4 per lin.m; double staggered row
Hedges
| ^^^^Euonymus alatus 'Red Cascade' cg 2L |  | nr
| ^^^^Euonymus europaeus, br 1+1 60-90cm |  | nr
| ^^^^Crataegus monogyna, br 1+1 60-90cm |  | nr
| ^^^^Cornus sanguinea, br 1+1 60-90cm |  | nr
| ^^^^Elaeagnus x ebbingei, cg 2L |  | nr
| ^^^^Prunus Spinosa, cg 2L |  | nr
Tree Planting
Planting of trees; excluding existing
| ^^^^Betula pendula; 14-16cm gth, BR, 1.8m ht clear stem |  | each
| ^^^^Sorbus aucuparia, 14-16cm gth, BR, 1.8m ht clear stem |  | each
| ^^^^Arbutus unedo, cg 90L, MS, 2m+ ht |  | each
| ^^^^Prunus avium, 10-12cm gth, BR, 1.8m ht clear stem |  | each
Raised Flower Planters mix 12cm ht
Planting Area
| ^^^^Primula vulgaris, 6 per m² |  | nr
| ^^^^Narcissus pseudonarcissus, 10 per m² |  | nr
| ^^^^Galanthus nivalis, 10 per m² |  | nr
| ^^^^Viola tricolor, 10 per m² |  | nr
| ^^^^Cosmos bipinnatus, 4 per m² |  | nr
| ^^^^Rudbeckia 'goldsturm', 3 per m² |  | nr
| ^^^^Groundcover rose (pink), 3 per m² |  | nr
| ^^^^Calluna vulgaris, 3 per m² |  | nr
FITTINGS
FITTINGS, EQUIPMENT AND FURNITURE
S65 steel grille. Outside diameter; 1000mm. Inner diameter 520mm
Furniture, furnishings, details stated
| ^^^^site; guard rail; 520mm diameter |  | nr
Raised Planters beds; raised flower planters; 2400mm long x 2800mm wide x 120mm high
Furniture, furnishings, details stated
| ^^^^site; raised flower planters; 2400mm long x 2800mm wide x 120mm high |  | nr
Subtotal
Adjustment | [5 empty] | 0
VAT
Total

## Trade Summary
Description | Job % | Cost per Unit | Total
******PRELIMINERIES******
[06] GENERAL PRELIMINARIES
[06] PHASING
[06] GENERAL HEALTH & SAFETY OBLIGATIONS
[06] PROJECT SUPERVISOR
[06] BUILDING REGULATION COMPLIANCE
[06] nZEB COMPLIANCE
[06] BOND SECTION
******EXTENSION******
BUILDING SUBSTRUCTURE
(19) SUBSTRUCTURES
BUILDING STRUCTURE
(21) EXTERNAL WALLS
(22) INTERNAL WALLS, PARTITIONS
(23) FLOORS, GALLERIES
(27) ROOF STRUCTURE
(28) FRAME
BUILDING STRUCTURE COMPLETIONS
(31) EXTERNAL WALLS: COMPLETIONS WITHIN OPENINGS
(32) INTERNAL WALLS: COMPLETIONS WITHIN OPENINGS
(37) ROOF COMPLETIONS
BUILDING FINISHES
(41) WALL FINISHES EXTERNALLY
(42) WALL FINISHES INTERNALLY
(43) FLOOR FINISHES
(45) CEILING FINISHES
(47) ROOF FINISHES
**BUILDING SERVICES INSTALLATION (PIPED AND DUCTED)**
(51) HEATING CENTRE
(52) DRAINAGE AND REFUSE DISPOSAL
(53) WATER DISTRIBUTION
(56) SPACE HEATING
(57) VENTILATION SERVICES
(58) PROTECTIVE SERVICES
(59) COMMISSIONING, INSTRUCTION TO CLIENT AND HANDOVER MECHANICAL INSTALLATIONS
**BUILDING SERVICES INSTALLATION (MAINLY ELECTRICAL)**
(61) ELECTRICAL SUPPLY AND MAIN DISTRIBUTION
(62) POWER
(63) LIGHTING
(64) COMMUNICATION SYSTEMS
(66) CONTAINMENT
(68) SECURITY & PROTECTION SERVICES
(69) COMMISSIONING, INSTRUCTION TO CLIENT AND HANDOVER ELECTRICAL INSTALLATIONS
(59-69) BWIC WITH MECHANICAL AND ELECTRICAL INSTALLATIONS
BUILDING FITTINGS
(74) SANITARY FITTINGS GENERALLY
FITTED FIXED FURNITURE
(71) DISPLAY, CIRCULATION FITTINGS
(76) STORAGE, SCREENING FITTINGS
******WORKS TO EXISTING******
(--) DEMOLITIONS AND ALTERATIONS
BUILDING STRUCTURE
(22) INTERNAL WALLS, PARTITIONS
BUILDING STRUCTURE COMPLETIONS
(31) EXTERNAL WALLS: COMPLETIONS WITHIN OPENINGS
(32) INTERNAL WALLS: COMPLETIONS WITHIN OPENINGS
BUILDING FINISHES
(41) WALL FINISHES EXTERNALLY
(42) WALL FINISHES INTERNALLY
(43) FLOOR FINISHES
(44) STAIRS, RAMPS FINISHES
(45) CEILING FINISHES
**BUILDING SERVICES INSTALLATION (PIPED AND DUCTED)**
(51) HEATING CENTRE
(52) DRAINAGE AND REFUSE DISPOSAL
(53) WATER DISTRIBUTION
(56) SPACE HEATING
(57) VENTILATION SERVICES
(69) COMMISSIONING, INSTRUCTION TO CLIENT AND HANDOVER ELECTRICAL INSTALLATIONS
**BUILDING SERVICES INSTALLATION (MAINLY ELECTRICAL)**
(61) ELECTRICAL SUPPLY AND MAIN DISTRIBUTION
(62) POWER
(63) LIGHTING
(64) COMMUNICATION SYSTEMS
(66) CONTAINMENT
(68) SECURITY & PROTECTION SERVICES
(69) COMMISSIONING, INSTRUCTION TO CLIENT AND HANDOVER ELECTRICAL INSTALLATIONS
BUILDING FITTINGS
(74) SANITARY FITTINGS GENERALLY
FITTED FIXED FURNITURE
(71) DISPLAY, CIRCULATION FITTINGS
(73) CULINARY FITTINGS
(76) STORAGE, SCREENING FITTINGS
******SITE WORKS******
(10) PREPARED SITE
(20) SITE STRUCTURES (SOFT PLAY AREA)
(20) SITE STRUCTURES (SENSORY GARDEN)
(20) SITE STRUCTURES (CYCLE LANE)
(40) ROADS, PATHS AND PAVINGS
(50) SITE SERVICES (MAINLY PIPED AND DUCTED)
(60) SITE SERVICES (MAINLY ELECTRICAL)
(70) SITE FITTINGS
(80) LANDSCAPING, PLAY AREAS
Subtotal
Adjustment
VAT
Total